## hydro_projects_potential 101320
Community/Power Line | Region | Project | Stream | Distance | Location | Transmission Cost (current) | Transmission Cost Source | Construction Cost (2014$) | Construction Cost Source | Total Construction Cost | AAEM Capacity (kW) | AAEM Capacity Source | AAEM Generation (kWh) | Generation Source | Capacity Factor | Phase Completed | LAT | LON | USACE siteGroup | Displaced Heat by Secondary Load(s) (gallons) | Operational Costs | Determined to be environmentally Feasibible (Yes/No) | Determined to be economically Feasibible (Yes/No) | Storage/Run of River | AEA REF Application Number | Year | Transmission--Road Accessible [Road], Marine Cable [Marine]
Adak | Aleutians | Adak (unnamed stream, site #1) | Unnamed Creek, 1 | 9.3813 | Adak | 4690635.82 | Calculated Estimate | 4176797.447 | Report Estimate | 8867433.267 | 201 | Report Estimate | 1108435.021 | Calculated Estimate | 0.62952 | reconnaissance | 51.8955 | -176.7587 | 4
Adak | Aleutians | Adak (unnamed stream, site #2) | Unnamed Creek, 2 | 12.1234 | Adak | 6061683.372 | Calculated Estimate | 5485527.314 | Report Estimate | 11547210.69 | 303 | Report Estimate | 1670924.435 | Calculated Estimate | 0.62952 | reconnaissance | 51.954 | -176.77 | 5
Adak | Aleutians | Adak Hydroelectric Project | Lake DeMarie | 5.1378 | Adak | 2568889.732 | Calculated Estimate | 2111458.671 | Calculated Estimate | 4680348.403 | 80 | Report Estimate | 441168.1677 | Calculated Estimate | 0.62952 | Reconnaissance | 51.8326 | -176.6812 | 6
Adak | Aleutians | Adak Hydroelectric Project | Lake Bonnie Rose | 1.8267 | Adak | 913362.5763 | Calculated Estimate | 6533147.263 | Report Estimate | 7446509.839 | 450 | Report Estimate | 3209499 | Report Estimate | 0.81418 | Reconnaissance | 51.8359 | -176.6079 | 2126
Adak | Aleutians | Adak Hydroelectric Project | Lake Betty | 3 | Adak | 1500000 | Calculated Estimate | 5542579.012 | Calculated Estimate | 7042579.012 | 210 | Report Estimate | 1158066.44 | Calculated Estimate | 0.62952 | Reconnaissance | 51.8144 | -176.6342 | 2297
Adak | Aleutians | Adak Hydroelectric Project | Heart Lake | 1.8 | Adak | 900000 | Calculated Estimate | 5014714.344 | Calculated Estimate | 5914714.344 | 190 | Report Estimate | 1047774.398 | Calculated Estimate | 0.62952 | reconnaissance | 51.8487 | -176.6881 | 2298
Adak | Aleutians | Adak Hydroelectric Project | Mount Moffet Creek | 4 | Adak | 2000000 | Calculated Estimate | 11876955.03 | Calculated Estimate | 13876955.03 | 450 | Report Estimate | 2481570.943 | Calculated Estimate | 0.62952 | reconnaissance | 51.9329 | -176.646 | 2299
Adak | Aleutians | Adak Hydroelectric Project | Mount Reed Creek | 3.5 | Adak | 1750000 | Calculated Estimate | 9501564.02 | Calculated Estimate | 11251564.02 | 360 | Report Estimate | 1985256.754 | Calculated Estimate | 0.62952 | reconnaissance | 51.8497 | -176.7333 | 2300
Adak | Aleutians | Adak Hydroelectric Feasibility Study â€“ Phase II--Option 1 |  |  | Adak | 0 | AEA Economical Analysis Round 8 | 8000000 | AEA Economical Analysis Round 8 |  | 440 | AEA Economical Analysis Round 8 | 3200000 | AEA Economical Analysis Round 8 |  | Feasibility | 51.8725 | -176.6286 | [5 empty] | Run of River | 1162 | 2013
Akhiok | Kodiak | Akhiok (unnamed stream, site #1) | Unnamed Creek, 1 | 6.7992 | Akhiok | 3399620.228 | Calculated Estimate | 7381793.355 | Report Estimate | 10781413.58 | 330 | Report Estimate | 1225714.286 | Calculated Estimate | 0.42401 | reconnaissance | 57.0434 | -154.2679 | 20
Akhiok | Kodiak | Akhiok (unnamed stream, site #2) | Unnamed Creek, 2 | 3.5692 | Akhiok | 1784596.797 | Calculated Estimate | 5808532.983 | Report Estimate | 7593129.779 | 230 | Report Estimate | 854285.7143 | Calculated Estimate | 0.42401 | reconnaissance | 56.9983 | -154.1834 | 21
Akhiok | Kodiak | Akhiok (Kempff Bay Creek) | Kempff Bay Creek | 0.58808 | Akhiok | 294039.8033 | Calculated Estimate | 6254058.044 | Report Estimate | 6548097.847 | 137 | Report Estimate | 508857.1429 | Calculated Estimate | 0.42401 | reconnaissance | 56.9413 | -154.2176 | 22
Akhiok | Kodiak | Fraser Lake (Dog Salmon Creek) | Dog Salmon Creek | 15.473 | Akhiok | 7736490.25 | Calculated Estimate | 193122702.7 | Calculated Estimate | 200859193 | 7000 | Report Estimate | 32000000 | Report Estimate | 0.52185 | reconnaissance | 57.1467 | -154.0202 | 634
Akhiok | Kodiak | Suryan Lake (Chip Creek) | Chip Creek | 6.145 | Akhiok | 3072510.031 | Calculated Estimate | 2069171.815 | Calculated Estimate | 5141681.846 | 75 | Report Estimate | 278571.4286 | Calculated Estimate | 0.42401 | reconnaissance | 57.0344 | -154.166 | 1668
Akutan | Aleutians | Akutan (North Creek) | North Creek | 0.72253 | Akutan | 361264.1661 | Calculated Estimate | 3795316.613 | Report Estimate | 4156580.78 | 126 | Report Estimate | 1088000 | Report Estimate | 0.98572 | feasibility | 54.1379 | -165.8085 | 27
Akutan | Aleutians | Akutan (unnamed stream, site #1) | Unnamed Creek, 1 | 11.9271 | Akutan | 5963529.399 | Calculated Estimate | 20257467.62 | Report Estimate | 26220997.02 | 1500 | Report Estimate | 8271903.144 | Calculated Estimate | 0.62952 | reconnaissance | 54.1366 | -166.0821 | 29
Akutan | Aleutians | Akutan (unnamed stream, site #2) | Unnamed Creek, 2 | 0.86882 | Akutan | 434408.0008 | Calculated Estimate | 1963094.8 | Report Estimate | 2397502.801 | 69 | Report Estimate | 380507.5446 | Calculated Estimate | 0.62952 | reconnaissance | 54.1433 | -165.7714 | 30
Akutan | Aleutians | Loud Creek (Akutan) | Loud Creek | 1.2203 | Akutan | 610151.9281 | Calculated Estimate | 21517189.73 | Report Estimate | 22127341.66 | 350 | Report Estimate | 1132861 | Report Estimate | 0.36949 | Feasibility | 54.122 | -165.7879 | 2096
Akutan | Aleutians | Loud Creek Hydro_Akutan | Loud Creek | 0.9 | Akutan | 1364400 |  | 8306280 |  | 9321480 | 350 |  | 1548100 |  |  | Feasibility | 54.122 | -165.7879 |  |  | 100000 |  | Yes | Run of River | 248 | 2011 | Marine
Alcan Border | Yukon-Koyukuk/Upper Tanana | Northway (Gardiner Creek) | Gardiner Creek | 11.7 | Alcan Border | 5850000 | Calculated Estimate | 20230946.63 | Report Estimate | 26080946.63 | 213 | Report Estimate | 578000 | Report Estimate | 0.30977 | reconnaissance | 62.7865 | -141.4919 | 1277
Allakaket | Yukon-Koyukuk/Upper Tanana | Alatna/ Allakaket (unnamed creek 2.5 mi S of) | Unnamed Creek | 0.4 | New Allakaket | 200000 | Calculated Estimate | 3731272.386 | Report Estimate | 3931272.386 | 82 | Report Estimate | 257887.3536 | Calculated Estimate | 0.35901 | reconnaissance | 66.5271 | -152.6564 | 39
Allakaket | Yukon-Koyukuk/Upper Tanana | Allakaket (unnamed stream NW) | Unnamed Creek | 0.4 | Allakaket | 200000 | Calculated Estimate | 10664447.14 | Report Estimate | 10864447.14 | 105 | Report Estimate | 333000 | Report Estimate | 0.36204 | reconnaissance | 66.5726 | -152.7367 | 41
Ambler | Northwest Arctic | Jade Creek, East Fork | Jade Creek, East Fork | 8.6 | Ambler | 4300000 | Calculated Estimate | 4081260.345 | Calculated Estimate | 8381260.345 | 100 | Report Estimate | 252000 | Report Estimate | 0.28767 | reconnaissance | 67.1907 | -158.0698 | 2005
Angoon | Southeast | Chatham (Chatham Creek; 57.31', 134.57') | Chatham Creek | 18.6 | Angoon | 9300000 | Calculated Estimate | 4910029.791 | Report Estimate | 14210029.79 | 61.8947 | Calculated Estimate | 236000 | Report Estimate | 0.43527 | reconnaissance | 57.515 | -134.9512 | 284
Angoon | Southeast | Thayer Lake Hydropower Development (TLHD) Generation | Thayer Creek | 6 | Angoon | 2200000 | Thayer Creek Hydro Project Feasibility Analysis, Feb. 2016 | 12661731 | Thayer Creek Hydro Project Feasibility Analysis, Feb. 2016 | 15700000 | 800 | Thayer Creek Hydro Project Feasibility Analysis, Feb. 2016 | 1615300 | Thayer Creek Hydro Project Feasibility Analysis, Feb. 2016 |  | Design | 57.5803 | -134.6233 |  | 243227 |  |  |  |  | 523 | 2016 | Road
Anvik | Yukon-Koyukuk/Upper Tanana | Unalakleet (Anvik River) | Anvik River | 3.5 | Anvik | 1750000 | Calculated Estimate | 70694172.96 | Report Estimate | 72444172.96 | 14000 | Report Estimate | 59568000 | Report Estimate | 0.48571 | reconnaissance | 62.6805 | -160.203 | 86
Atka | Aleutians | Atka (unnamed stream, site #1) | Unnamed Creek 1 | 6.1722 | Atka | 3086078.83 | Calculated Estimate | 15081023.32 | Report Estimate | 18167102.15 | 1340 | Report Estimate | 7389566.808 | Calculated Estimate | 0.62952 | reconnaissance | 52.2985 | -174.1876 | 94
Atka | Aleutians | Atka (unnamed stream, site #2) | Unnamed Creek 2 | 4.3162 | Atka | 2158124.635 | Calculated Estimate | 6849947.813 | Report Estimate | 9008072.448 | 940 | Report Estimate | 5183725.97 | Calculated Estimate | 0.62952 | reconnaissance | 52.2472 | -174.1335 | 95
Atka | Aleutians | Atka (unnamed stream, site #3) | Unnamed Creek 3 | 2.8315 | Atka | 1415730.358 | Calculated Estimate | 10024313.87 | Report Estimate | 11440044.23 | 700 | Report Estimate | 3860221.467 | Calculated Estimate | 0.62952 | reconnaissance | 52.2445 | -174.1755 | 96
Atka | Aleutians | Atka (unnamed stream, site #4) | Unnamed Creek 4 | 1.256 | Atka | 627978.0895 | Calculated Estimate | 1085967.336 | Report Estimate | 1713945.426 | 31 | Report Estimate | 170952.665 | Calculated Estimate | 0.62952 | reconnaissance | 52.1983 | -174.1999 | 97
Atka | Aleutians | Chuniisax Creek (Atka) | Chuniisax Creek | 1.8281 | Atka | 914054.6435 | Calculated Estimate | 7495678.283 | Calculated Estimate | 8409732.926 | 284 | Report Estimate | 1566146.995 | Calculated Estimate | 0.62952 | design | 52.1904 | -174.1956 | 2017
Bethel | Lower Yukon-Kuskokwim | Chikuminuk Lake | Chikuminuk Lake | 61 | Aleknagik | 30500000 | Calculated Estimate | 284093420 | Report Estimate | 314593420 | 13400 | Report Estimate | 88700000 | Report Estimate | 0.75564 | Reconnaissance | 60.1612 | -158.7458 | 2119
Bethel | Bristol Bay | Kiseralik_Chikuminuk Hydro_AVCP Housing | Chikuminuk Lake |  | Bethel/Dillingham | 145000000 |  | 424000000 |  | 569000000 | 22000 |  | 78100000 |  |  | Feasibility | 60.153 | -158.7345 | [6 empty] | 210 | 2014
Bettles | Yukon-Koyukuk/Upper Tanana | Bettles (Jane Creek) | Jane Creek | 5 | Bettles | 2500000 | Calculated Estimate | 15212891.33 | Report Estimate | 17712891.33 | 276 | Report Estimate | 608000 | Report Estimate | 0.25147 | reconnaissance | 66.8846 | -151.7157 | 161
Buckland | Northwest Arctic | Buckland (Hunter Creek) | Hunter Creek | 17.7 | Buckland | 8850000 | Calculated Estimate | 34971422.64 | Report Estimate | 43821422.64 | 238 | Report Estimate | 556000 | Report Estimate | 0.26668 | reconnaissance | 65.7614 | -161.4791 | 204
Railbelt | Railbelt | Jack River Hydroelectric Project Feasibility Study | Jack River | 1.2 | Cantwell | 900000 | Jack River Hydroelectric Reconnaissance Study | 90000000 | Jack River Hydroelectric Reconnaissance Study | 147000000 | 7300 | Jack River Hydroelectric Reconnaissance Study | 37300000 | Jack River Hydroelectric Reconnaissance Study | 0.58 | Feasibility | 63.3441 | -148.7815 |  |  | 750000 |  |  |  | 1029 | 2013 | Road
Central | Yukon-Koyukuk/Upper Tanana | Central (Circle Hot Springs, Boulder Creek) | Boulder Creek | 8.5774 | Central | 4288695.202 | Calculated Estimate | 8739410.789 | Report Estimate | 13028105.99 | 125 | Report Estimate | 393120.9659 | Calculated Estimate | 0.35901 | reconnaissance | 65.5747 | -144.8784 | 263
Central | Yukon-Koyukuk/Upper Tanana | Central(Circle Hot Springs, Crooked Creek) | Crooked Creek | 6.7374 | Central | 3368681.048 | Calculated Estimate | 8845443.004 | Report Estimate | 12214124.05 | 125 | Report Estimate | 393120.9659 | Calculated Estimate | 0.35901 | reconnaissance | 65.574 | -144.7989 | 264
Central | Yukon-Koyukuk/Upper Tanana | Central (Circle Hot Springs, Ketchem Creek) | Ketchum Creek | 1.6243 | Central | 812130.4752 | Calculated Estimate | 7337429.279 | Report Estimate | 8149559.755 | 125 | Report Estimate | 393120.9659 | Calculated Estimate | 0.35901 | reconnaissance | 65.5309 | -144.6218 | 265
Central | Yukon-Koyukuk/Upper Tanana | Central (Circle Hot Springs, Lower Deadwood Creek) | Lower Deadwood Creek | 1.7479 | Central | 873965.8257 | Calculated Estimate | 7657882.196 | Report Estimate | 8531848.022 | 125 | Report Estimate | 393120.9659 | Calculated Estimate | 0.35901 | reconnaissance | 65.5328 | -144.6259 | 266
Central | Yukon-Koyukuk/Upper Tanana | Central (Circle Hot Springs, Portage Creek) | Portage Creek | 2.5794 | Central | 1289712.8 | Calculated Estimate | 6446758.673 | Report Estimate | 7736471.473 | 125 | Report Estimate | 393120.9659 | Calculated Estimate | 0.35901 | reconnaissance | 65.4995 | -144.5406 | 267
Central | Yukon-Koyukuk/Upper Tanana | Central (Circle Hot Springs, Upper Deadwood Creek) | Upper Deadwood Creek | 6.1271 | Central | 3063573.761 | Calculated Estimate | 7101802.135 | Report Estimate | 10165375.9 | 125 | Report Estimate | 393120.9659 | Calculated Estimate | 0.35901 | reconnaissance | 65.5112 | -144.8406 | 268
Chenega Bay | Copper River/Chugach | Hayden Lake | Hayden Lake | 4.9746 | Chenega | 2487275.197 | Calculated Estimate | 768633.4553 | Calculated Estimate | 3255908.652 | 20 | Report Estimate | 90684.4228 | Calculated Estimate | 0.51761 | reconnaissance | 60.035 | -147.9071 | 773
Chenega Bay | Copper River/Chugach | New Chenega (Crab Bay, Chenega Bay) | unnamed creek, near Crab Bay | 1.2353 | Chenega | 617662.0354 | Calculated Estimate | 939454.245 | Report Estimate | 1557116.28 | 38.8159 | Calculated Estimate | 176000 | Report Estimate | 0.51761 | feasibility | 60.0743 | -147.9999 | 1223
Chenega Bay | Copper River/Chugach | Thumb Bay (unnamed creek) | unnamed creek | 10.6697 | Chenega | 5334834.422 | Calculated Estimate | 1960015.311 | Calculated Estimate | 7294849.733 | 51 | Report Estimate | 231245.2781 | Calculated Estimate | 0.51761 | reconnaissance | 60.2068 | -147.789 | 1762
Chenega Bay | Copper River/Chugach | Chenega Bay | Anderson Creek | 1.6922 | Chenega Bay | 846083.073 | Calculated Estimate | 896692.9335 | Report Estimate | 1742776.007 | 54 | Report Estimate | 244847.9415 | Calculated Estimate | 0.51761 | reconnaissance | 60.07 | -148.016 | 2094
Chenega Bay | Copper River/Chugach | South Lake Creek (Chenega Bay) | South Lake Creek | 2.1761 | Chenega | 1088028.179 | Calculated Estimate | 3766303.931 | Calculated Estimate | 4854332.11 | 98 | USACE 2015 | 444353.6715 | Calculated Estimate | 0.51761 | Reconnaissance | 60.0766 | -148.0497 | 2095
Chenega Bay | Copper River/Chugach | Chenega Bay Hydroelectric Construction | Anderson Creek |  | Chenega Bay | 0 | AEA Economical Analysis Round 8 | 2049215 | AEA Economical Analysis Round 8 |  | 64 | AEA Economical Analysis Round 8 | 123000 | AEA Economical Analysis Round 8 |  | Construction | 60.0668 | -148.0166 |  | 1400 |  |  |  | Run of River | 1165 | 2013
Chignik | Bristol Bay | Chignik (Indian Creek) | Indian Creek | 0.39925 | Chignik | 199626.7942 | Calculated Estimate | 19057963.92 | Report Estimate | 19257590.72 | 963.8668 | Calculated Estimate | 5118000 | Report Estimate | 0.60615 | feasibility | 56.2933 | -158.4058 | 311
Chignik | Bristol Bay | Chignik (Snowbird Creek, 1) | Snowbird Creek | 0.37645 | Chignik | 188225.3787 | Calculated Estimate | 929221.6441 | Calculated Estimate | 1117447.023 | 15 | Report Estimate | 79647.9306 | Calculated Estimate | 0.60615 | reconnaissance | 56.2952 | -158.386 | 316
Chignik | Bristol Bay | Chignik Bay (Negro Creek) | Negro Creek | 3.1938 | Chignik | 1596898.503 | Calculated Estimate | 6902853.914 | Report Estimate | 8499752.417 | 360 | Report Estimate | 1911550.335 | Calculated Estimate | 0.60615 | reconnaissance | 56.3349 | -158.4351 | 318
Chignik Lagoon | Bristol Bay | Chignik (Mud Bay Lake Creek) | Mud Bay Lake Creek | 2.1213 | Chignik Lagoon | 1060664.328 | Calculated Estimate | 30429909.63 | Report Estimate | 31490573.96 | 500 | Report Estimate | 2400000 | Report Estimate | 0.54795 | feasibility | 56.2868 | -158.4537 | 313
Chignik Lagoon | Bristol Bay | Chignik Lagoon (Crazy Creek) | Crazy Creek | 1.7454 | Chignik Lagoon | 872707.2871 | Calculated Estimate | 3171581.528 | Report Estimate | 4044288.815 | 130 | Report Estimate | 690282.0654 | Calculated Estimate | 0.60615 | reconnaissance | 56.3298 | -158.4998 | 319
Chignik Lagoon | Bristol Bay | Chignik Lagoon (Through Creek) | Through Creek | 6.8034 | Chignik Lagoon | 3401687.23 | Calculated Estimate | 11592005.18 | Report Estimate | 14993692.41 | 620 | Report Estimate | 3292114.466 | Calculated Estimate | 0.60615 | reconnaissance | 56.401 | -158.4641 | 321
Chignik Lagoon | Bristol Bay | Chignik Hydroelectric Dam Project | Packers Creek | 0.25 | Chignik Lagoon | 278713 | AEA Economical Analysis Round 9 | 2237783 | AEA Economical Analysis Round 9 | 2516496 | 170 | AEA Economical Analysis Round 9 | 900000 | AEA Economical Analysis Round 9 |  | Design | 56.3057 | -158.524 |  |  | 22875 |  |  | Run of River | 1247 | 2011 | Road
Chignik Lake | Bristol Bay | Chignik Lake (Cucumber Creek) | Cucumber Creek | 2.578 | Chignik Lake | 1289001.036 | Calculated Estimate | 19611456.28 | Report Estimate | 20900457.31 | 1340 | Report Estimate | 7115215.136 | Calculated Estimate | 0.60615 | reconnaissance | 56.2771 | -158.8554 | 323
Chignik Lake | Bristol Bay | Chignik Lake | Unnamed Creek 1 | 3.2431 | Chignik Lake | 1621549.694 | Calculated Estimate | 5722212.502 | Report Estimate | 7343762.197 | 370 | USACE 2015 | 1964648.955 | Calculated Estimate | 0.60615 | reconnaissance | 56.2544 | -158.7111 | 324
Chignik Lake | Bristol Bay | Chignik Lake (unnamed stream, site #6) | Unnamed Creek 2 | 3.9651 | Chignik Lake | 1982557.745 | Calculated Estimate | 5580201.389 | Report Estimate | 7562759.134 | 240 | Report Estimate | 1274366.89 | Calculated Estimate | 0.60615 | reconnaissance | 56.2177 | -158.7565 | 325
Kodiak | Kodiak | Cape Chiniak (Myrtle Creek) | Myrtle Creek | 4.7572 | Chiniak | 2378601.932 | Calculated Estimate | 8019451.098 | Report Estimate | 10398053.03 | 238 | Report Estimate | 884000 | Calculated Estimate | 0.42401 | reconnaissance | 57.5938 | -152.4066 | 223
Kodiak | Kodiak | Cape Chiniak (West Fork Twin Creek) | West Fork Twin Creek | 1.7764 | Chiniak | 888203.5661 | Calculated Estimate | 4538786.559 | Report Estimate | 5426990.125 | 84 | Report Estimate | 312000 | Calculated Estimate | 0.42401 | reconnaissance | 57.6005 | -152.283 | 224
Chitina | Copper River/Chugach | Chitina (Haley Creek) | Haley Creek | 13.7109 | Chitina | 6855454.749 | Calculated Estimate | 3011731.851 | Report Estimate | 9867186.6 | 100 | Report Estimate | 120000 | Report Estimate | 0.13699 | reconnaissance | 61.4174 | -144.4786 | 335
Chitina | Copper River/Chugach | Fivemile Creek (Chitina) | Fivemile Creek | 8.7603 | Chitina | 4380158.212 | Calculated Estimate | 5608439.201 | Report Estimate | 9988597.413 | 300 | Report Estimate | 2040000 | Report Estimate | 0.77626 | reconnaissance | 61.5861 | -144.4362 | 2127
Chitina | Copper River/Chugach | Fivemile Creek Hydroelectric Project | Fivemile Creek |  | Chitina | 0 | AEA Economical Analysis Round 9 | 6589090 | AEA Economical Analysis Round 9 |  | 300 | AEA Economical Analysis Round 9 | 654505 | AEA Economical Analysis Round 9 |  | Design | 61.5861 | -144.4362 |  | 18000 |  |  |  | Run of River | 1226 | 2012
Chuathbaluk | Lower Yukon-Kuskokwim | Chuathbaluk (Mission Creek) | Mission Creek | 3 | Aniak | 1500000 | Calculated Estimate | 20639056.26 | Report Estimate | 22139056.26 | 125 | Report Estimate | 195000 | Report Estimate | 0.17808 | reconnaissance | 61.6178 | -159.2162 | 341
Cold Bay | Aleutians | Cold Bay (Russell Creek, east branch downstream) | Russell Creek | 4.3015 | Cold Bay | 2150772.387 | Calculated Estimate | 19798019.9 | Report Estimate | 21948792.29 | 1720 | Report Estimate | 9485115.605 | Calculated Estimate | 0.62952 | reconnaissance | 55.1639 | -162.7165 | 364
Cold Bay | Aleutians | Cold Bay (unnamed stream, #2) | Unnamed Creek, 2 | 5.0694 | Cold Bay | 2534677.41 | Calculated Estimate | 11862104.75 | Report Estimate | 14396782.16 | 700 | Report Estimate | 3860221.467 | Calculated Estimate | 0.62952 | reconnaissance | 55.1435 | -162.7563 | 366
Cold Bay | Aleutians | Cold Bay (unnamed stream, #4) | Unnamed Creek, 3 | 13.9328 | Cold Bay | 6966382.562 | Calculated Estimate | 13805707.83 | Report Estimate | 20772090.39 | 1500 | Report Estimate | 8271903.144 | Calculated Estimate | 0.62952 | reconnaissance | 55.0159 | -162.743 | 367
Glennallen | Copper River/Chugach | Allison Creek Hydroelectric Project Construction | Allison Creek | 0.7 | Copper Valley | 310000 | Allison Creek Hydropower Development Finaly Feasibility Study Addendum | 21919000 | Allison Creek Hydropower Development Finaly Feasibility Study Addendum | 32106000 | 6500 | Allison Creek Hydropower Development Finaly Feasibility Study Addendum | 9800000 | Allison Creek Hydropower Development Finaly Feasibility Study Addendum |  | Construction | 56.9741 | -132.7841 |  |  | 500000 |  |  | Run of River | 1015 | 2011 | Road
Cordova | Copper River/Chugach | Crater Lake | Crater Lake | 3.3807 | Cordova | 1690360.646 | Calculated Estimate | 35020787.49 | Report Estimate | 36711148.13 | 389 | USACE 2015 | 1763812.023 | Calculated Estimate | 0.51761 | reconnaissance | 60.5699 | -145.6992 | 393
Cordova | Copper River/Chugach | Cordova (Fidalgo Creek) | Fidalgo Creek | 4.0822 | Cordova | 2041097.929 | Calculated Estimate | 43812106.95 | Calculated Estimate | 45853204.88 | 1140 | USACE 2015 | 5169012.098 | Calculated Estimate | 0.51761 | reconnaissance | 60.5416 | -145.7593 | 397
Cordova | Copper River/Chugach | Cordova (Hartney Creek, Lower) | Hartney Creek, Lower | 7.3036 | Cordova | 3651817.556 | Calculated Estimate | 8285675.273 | Report Estimate | 11937492.83 | 216 | Report Estimate | 743000 | Report Estimate | 0.39267 | reconnaissance | 60.5007 | -145.8472 | 399
Cordova | Copper River/Chugach | Cordova (Heney Creek, Lower) | Heney Creek, Lower | 5.0743 | Cordova | 2537170.93 | Calculated Estimate | 4910029.791 | Report Estimate | 7447200.721 | 130 | Report Estimate | 419000 | Report Estimate | 0.36793 | reconnaissance | 60.524 | -145.79 | 402
Cordova | Copper River/Chugach | Cordova (Humpback Creek) | Humpback Creek | 5.8804 | Cordova | 2940203.401 | Calculated Estimate | 3259475.41 | Report Estimate | 6199678.811 | 850 | Report Estimate | 3500000 | Report Estimate | 0.47005 | Construction | 60.6129 | -145.6795 | 405
Cordova | Copper River/Chugach | Cordova (Unnamed Creek) | Unnamed Creek, 1 | 3.3596 | Cordova | 1679820.707 | Calculated Estimate | 186739498 | Calculated Estimate | 188419318.7 | 4859 | Report Estimate | 32945000 | Report Estimate | 0.774 | reconnaissance | 60.5439 | -145.7364 | 437
Cordova | Copper River/Chugach | Cordova (Unnamed Falls) | Unnamed Creek, 2 | 3.8785 | Cordova | 1939266.185 | Calculated Estimate | 8592552.135 | Report Estimate | 10531818.32 | 190 | Report Estimate | 712000 | Report Estimate | 0.42778 | reconnaissance | 60.5456 | -145.7512 | 438
Cordova | Copper River/Chugach | Van Cleve Lake (Cordova) | Van Cleve Lake | 46.6421 | Cordova | 23321044.1 | Calculated Estimate | 1275315487 | Report Estimate | 1298636531 | 37492.6575 | Calculated Estimate | 170000000 | Report Estimate | 0.51761 | reconnaissance | 60.704 | -144.3204 | 439
Cordova | Copper River/Chugach | Flemming Creek, Knights Island | Flemming Creek | 4.0771 | Cordova | 2038571.077 | Calculated Estimate | 2882375.457 | Calculated Estimate | 4920946.534 | 75 | Report Estimate | 340066.5854 | Calculated Estimate | 0.51761 | reconnaissance | 60.5642 | -145.7394 | 619
Cordova | Copper River/Chugach | Karluk (Mary's Creek) | Mary's Creek | 49.6072 | Cordova | 24803600.7 | Calculated Estimate | 8572115.517 | Report Estimate | 33375716.22 | 190 | USACE 2015 | 861502.0163 | Calculated Estimate | 0.51761 | reconnaissance | 60.2057 | -144.3552 | 886
Cordova | Copper River/Chugach | Meakerville, Eyak (Robinson Falls Creek) | Robinson Falls Creek | 9.7724 | Cordova | 4886184.948 | Calculated Estimate | 11955721.31 | Report Estimate | 16841906.26 | 905 | Report Estimate | 5074000 | Report Estimate | 0.64003 | reconnaissance | 60.6711 | -145.641 | 1145
Cordova | Copper River/Chugach | Meals Lake (Eccles Creek) | Eccles Creek | 3.7998 | Cordova | 1899919.881 | Calculated Estimate | 3458850.549 | Calculated Estimate | 5358770.43 | 90 | Report Estimate | 408079.9024 | Calculated Estimate | 0.51761 | reconnaissance | 60.531 | -145.7533 | 1146
Cordova | Copper River/Chugach | Orca Creek | Orca Creek | 9.8363 | Cordova | 4918129.648 | Calculated Estimate | 2305900.366 | Calculated Estimate | 7224030.014 | 60 | Report Estimate | 272053.2683 | Calculated Estimate | 0.51761 | reconnaissance | 60.5824 | -145.9099 | 1317
Cordova | Copper River/Chugach | Sheep Bay (Sanlin Creek) | Sanlin Creek | 15.8514 | Cordova | 7925677.338 | Calculated Estimate | 1921583.638 | Calculated Estimate | 9847260.976 | 50 | Report Estimate | 226711.0569 | Calculated Estimate | 0.51761 | reconnaissance | 60.6934 | -145.9677 | 1557
Cordova | Copper River/Chugach | Sheep River Lakes | Sheep River | 16.4197 | Cordova | 8209837.576 | Calculated Estimate | 125427850.2 | Report Estimate | 133637687.7 | 4000 | USACE 2015 | 18136884.55 | Calculated Estimate | 0.51761 | reconnaissance | 60.7286 | -145.9049 | 2067
Cordova | Copper River/Chugach | Lake 1488 (Cordova) | Lake 1488 | 18.8717 | Cordova | 9435843.059 | Calculated Estimate | 126384412.8 | Report Estimate | 135820255.9 | 5000 | USACE 2015 | 22671105.69 | Calculated Estimate | 0.51761 | reconnaissance | 60.7618 | -145.9329 | 2068
Cordova | Copper River/Chugach | Lake 1120 (Cordova) | Lake 1120 | 35.3108 | Cordova | 17655391.67 | Calculated Estimate | 47655274.23 | Calculated Estimate | 65310665.9 | 1240 | Report Estimate | 5500000 | Report Estimate | 0.50633 | reconnaissance | 60.3876 | -144.6525 | 2070
Cordova | Copper River/Chugach | Allen Glacier (unnamed creek) | Unnamed Creek | 39.2178 | Cordova | 19608911.38 | Calculated Estimate | 28823754.57 | Calculated Estimate | 48432665.95 | 750 | Report Estimate | 3300000 | Report Estimate | 0.50228 | reconnaissance | 60.8141 | -144.6455 | 2072
Cordova | Copper River/Chugach | Snyder Falls | Snyder Falls Creek | 7 | Cordova | 3500000 | Calculated Estimate | 230590036.6 | Calculated Estimate | 234090036.6 | 6000 | Report Estimate | 15000000 | Report Estimate | 0.28539 | Reconnaissance | 60.6578 | -145.594 | 2279
Craig | Southeast | Navy Lake (Navy Creek) | Navy Creek | 16.4172 | Coffman Cove | 8208614.455 | Calculated Estimate | 24655488.31 | Calculated Estimate | 32864102.77 | 1100 | Report Estimate | 4194221.951 | Calculated Estimate | 0.43527 | reconnaissance | 56.0678 | -132.4275 | 1207
Craig | Southeast | Beaver Creek | Beaver Creek | 7.6682 | Hydaburg | 3834111.473 | Calculated Estimate | 96380545.22 | Calculated Estimate | 100214656.7 | 4300 | Report Estimate | 16395594.9 | Calculated Estimate | 0.43527 | reconnaissance | 55.2882 | -132.6247 | 132
Craig | Southeast | Chomondeley Sound (Chomly Creek) | Chomly Creek | 19.4444 | Hydaburg | 9722215.958 | Calculated Estimate | 896563.2113 | Calculated Estimate | 10618779.17 | 40 | Report Estimate | 152517.1618 | Calculated Estimate | 0.43527 | reconnaissance | 55.2439 | -132.3272 | 340
Craig | Southeast | Goodro Lake (Goodro Creek) | Goodro Creek | 1.238 | Thorne Bay | 618978.3939 | Calculated Estimate | 1120704.014 | Calculated Estimate | 1739682.408 | 50 | Report Estimate | 190646.4523 | Calculated Estimate | 0.43527 | reconnaissance | 55.6309 | -132.5429 | 682
Craig | Southeast | Harris River (Kasaan Bay) | Harris River | 0.38923 | Hollis | 194617.0421 | Calculated Estimate | 3362112.043 | Calculated Estimate | 3556729.085 | 150 | Report Estimate | 571939.3569 | Calculated Estimate | 0.43527 | reconnaissance | 55.4628 | -132.7017 | 762
Craig | Southeast | Hetta Lake | Hetta Lake | 10.0982 | Hydaburg | 5049088.346 | Calculated Estimate | 20172672.26 | Calculated Estimate | 25221760.6 | 900 | Report Estimate | 3431636.142 | Calculated Estimate | 0.43527 | reconnaissance | 55.1712 | -132.5682 | 781
Craig | Southeast | Karheen Lake (Karheen Passage) | Karheen Lake | 6.2246 | Naukati Bay | 3112300.863 | Calculated Estimate | 1837954.583 | Calculated Estimate | 4950255.446 | 82 | Report Estimate | 312660.1818 | Calculated Estimate | 0.43527 | reconnaissance | 55.8129 | -133.3111 | 884
Craig | Southeast | Klawak Lake (Klawak Creek) | Klawak Lake | 0.12419 | Klawock | 62096.8935 | Calculated Estimate | 5155238.465 | Calculated Estimate | 5217335.359 | 230 | Report Estimate | 876973.6806 | Calculated Estimate | 0.43527 | reconnaissance | 55.5489 | -133.044 | 963
Craig | Southeast | Lake 1013 Project | Lake 1013 | 0.075644 | Hydaburg | 37821.9985 | Calculated Estimate | 8439149.853 | Report Estimate | 8476971.852 | 600 | Report Estimate | 2046000 | Report Estimate | 0.38927 | reconnaissance | 55.2088 | -132.8252 | 1042
Craig | Southeast | Lake Josephine (Portage Creek) | Portage Creek | 10.4548 | Hydaburg | 5227394.785 | Calculated Estimate | 45428357.53 | Report Estimate | 50655752.32 | 2000 | Report Estimate | 8000000 | Report Estimate | 0.45662 | reconnaissance | 55.2492 | -132.5565 | 1064
Craig | Southeast | Kasaan | Linkum Creek | 0.15253 | Kasaan | 76262.6188 | Calculated Estimate | 381039.3648 | Calculated Estimate | 457301.9837 | 17 | USACE 2015 | 64819.7938 | Calculated Estimate | 0.43527 | reconnaissance | 55.5395 | -132.399 | 1097
Craig | Southeast | Mary's Lake (Brown and Johnson Creeks) | Lake Mary | 7.3688 | Kasaan | 3684413.618 | Calculated Estimate | 40345344.51 | Calculated Estimate | 44029758.13 | 1800 | Report Estimate | 6863272.283 | Calculated Estimate | 0.43527 | reconnaissance | 55.4388 | -132.4975 | 1137
Craig | Southeast | Meyers Chuck (Cannery Creek; 155.46', 132.11') | Cannery Creek | 14.5159 | Thorne Bay | 7257947.651 | Calculated Estimate | 4910029.791 | Report Estimate | 12167977.44 | 180 | Report Estimate | 435000 | Report Estimate | 0.27588 | reconnaissance | 55.7607 | -132.1717 | 1168
Craig | Southeast | Meyers Chuck (Meyers Lake; 55.44', 132.14') | Meyers Lake | 14.5159 | Thorne Bay | 7257947.651 | Calculated Estimate | 5523783.515 | Report Estimate | 12781731.17 | 56 | Report Estimate | 129000 | Report Estimate | 0.26296 | reconnaissance | 55.7272 | -132.2349 | 1169
Craig | Southeast | Red Lake (Red River) | Red Lake | 9.1125 | Whale Pass | 4556236.842 | Calculated Estimate | 537937926.8 | Calculated Estimate | 542494163.7 | 24000 | Report Estimate | 104000000 | Report Estimate | 0.49467 | reconnaissance | 56.2334 | -133.3291 | 1431
Craig | Southeast | Thorne Bay, Thorne River | Thorne River | 0.41545 | Thorne Bay | 207723.5099 | Calculated Estimate | 194584798.1 | Report Estimate | 194792521.6 | 19879.73 | Calculated Estimate | 75800000 | Report Estimate | 0.43527 | feasibility | 55.6981 | -132.5944 | 1760
Craig | Southeast | Waterfall Lake | Waterfall Lake | 20.0615 | Hydaburg | 10030726.18 | Calculated Estimate | 29138304.37 | Calculated Estimate | 39169030.54 | 1300 | Report Estimate | 4956807.76 | Calculated Estimate | 0.43527 | reconnaissance | 54.9664 | -133.1088 | 1926
Craig | Southeast | Whale Pass Work Center (Neck Creek) | Neck Island Lake | 3.0377 | Whale Pass | 1518831.725 | Calculated Estimate | 940320.5187 | Report Estimate | 2459152.244 | 125 | Report Estimate | 476616.1308 | Calculated Estimate | 0.43527 | feasibility | 56.0981 | -133.1399 | 1934
Craig | Southeast | Coffman Cove | Trumpeter Creek | 0.35991 | Coffman Cove | 179955.7969 | Calculated Estimate | 4040392.865 | Report Estimate | 4220348.662 | 430 | Report Estimate | 1500000 | Report Estimate | 0.39822 | Reconnaissance | 56.0184 | -132.8315 | 2124
Craig | Southeast | Wolf Lake | Wolf Lake | 4.3211 | Hollis | 2160544.977 | Calculated Estimate | 5465423.045 | Report Estimate | 7625968.021 | 1500 | Report Estimate | 9800000 | Report Estimate | 0.74581 | feasibility | 55.5325 | -132.5987 | 2159
Crooked Creek | Lower Yukon-Kuskokwim | Crooked Creek (Getmuna Creek Tributary) | Getmuna Creek | 8.3593 | Crooked Creek | 4179668.968 | Calculated Estimate | 16052439.18 | Calculated Estimate | 20232108.15 | 180 | Report Estimate | 942000 | Report Estimate | 0.59741 | reconnaissance | 61.9192 | -158.2211 | 475
Dillingham | Bristol Bay | Dillingham (Aleknagik, Grant Lake) | Grant Lake | 35 | Aleknagik | 17500000 | Calculated Estimate | 140645719.3 | Calculated Estimate | 158145719.3 | 2270.3795 | Calculated Estimate | 12132000 | USACE 2015 | 0.61 | reconnaissance | 59.7949 | -158.5644 | 513
Dillingham | Bristol Bay | Dillingham (Elva Lake) | Elva Lake | 27.1 | Aleknagik | 13550000 | Calculated Estimate | 154870274 | Calculated Estimate | 168420274 | 2500 | USACE 2015 | 13274655.1 | Calculated Estimate | 0.60615 | reconnaissance | 59.6042 | -159.1183 | 518
Dillingham | Bristol Bay | Nushagak Area Hydropower Project (NAHP) | Grant Lake | 43 | Dillingham | 16005916 | CONCEPTUAL FEASIBILITY STUDY NUSHAGAK ELECTRIC AND TELEPHONE COOPERATIVE DILLINGHAM AREA HYDROELECTRIC PROJECT GRANT LAKE AND LAKE ELVA PROJECTS | 31488640 | CONCEPTUAL FEASIBILITY STUDY NUSHAGAK ELECTRIC AND TELEPHONE COOPERATIVE DILLINGHAM AREA HYDROELECTRIC PROJECT GRANT LAKE AND LAKE ELVA PROJECTS | 65492396 | 1900 | CONCEPTUAL FEASIBILITY STUDY NUSHAGAK ELECTRIC AND TELEPHONE COOPERATIVE DILLINGHAM AREA HYDROELECTRIC PROJECT GRANT LAKE AND LAKE ELVA PROJECTS | 14300000 | CONCEPTUAL FEASIBILITY STUDY NUSHAGAK ELECTRIC AND TELEPHONE COOPERATIVE DILLINGHAM AREA HYDROELECTRIC PROJECT GRANT LAKE AND LAKE ELVA PROJECTS |  | Feasibility | 59.7858 | -158.5987 |  |  | 580000 |  |  |  | 435 | 2013 | Road
Dry Creek | Yukon-Koyukuk/Upper Tanana | Johnson hydro | Tanana River | 6.407 | Dry Creek | 3203518.494 | Calculated Estimate | 21644423709 | Calculated Estimate | 21647627227 | 210000 | USACE 2015 | 660443222.7 | Calculated Estimate | 0.35901 | reconnaissance | 63.7096 | -144.7306 | 857
Eagle | Yukon-Koyukuk/Upper Tanana | Eagle (Eagle Village, American Creek) | American Creek | 1.7664 | Eagle | 883216.3256 | Calculated Estimate | 11343090.74 | Report Estimate | 12226307.06 | 59 | Report Estimate | 207000 | Report Estimate | 0.40051 | reconnaissance | 64.8 | -141.2304 | 545
Edna Bay | Southeast | Shipley Lake | Shipley Lake | 11.1684 | Edna Bay | 5584200.834 | Calculated Estimate | 47069568.6 | Calculated Estimate | 52653769.43 | 2100 | Report Estimate | 8007150.997 | Calculated Estimate | 0.43527 | reconnaissance | 56.0916 | -133.491 | 1573
Edna Bay | Southeast | Survey Creek (55.57',133.45', Cape Pole) | Survey Creek | 3.6623 | Edna Bay | 1831167.984 | Calculated Estimate | 4910029.791 | Report Estimate | 6741197.775 | 31.2096 | Calculated Estimate | 119000 | Report Estimate | 0.43527 | reconnaissance | 55.9288 | -133.7248 | 1667
Elfin Cove | Southeast | Wood (Wood Lake) | Wood Lake | 27.8016 | Elfin Cove | 13900811.13 | Calculated Estimate | 29138304.37 | Calculated Estimate | 43039115.5 | 1300 | Report Estimate | 4956807.76 | Calculated Estimate | 0.43527 | reconnaissance | 58.5782 | -136.4837 | 1958
Elfin Cove | Southeast | Elfin Cove (Margaret Creek; 58.07', 136.20') | Margaret Creek | 4.2958 | Elfin Cove | 2147893.063 | Calculated Estimate | 6137537.239 | Report Estimate | 8285430.302 | 310 | Report Estimate | 538000 | Report Estimate | 0.19811 | reconnaissance | 58.131 | -136.3357 | 1997
Elfin Cove | Southeast | Crooked Creek (Elfin Cove) | Crooked Creek | 1.2267 | Elfin Cove | 613328.3094 | Calculated Estimate | 2730626.491 | Report Estimate | 3343954.801 | 120 | Report Estimate | 196000 | Report Estimate | 0.18645 | reconnaissance | 58.1788 | -136.3322 | 2024
Elfin Cove | Southeast | Roy's Creek (Elfin Cove) | Roy's Creek | 1.0008 | Elfin Cove | 500415.3041 | Calculated Estimate | 3561820.146 | Report Estimate | 4062235.451 | 100 | Report Estimate | 216000 | Report Estimate | 0.24658 | reconnaissance | 58.1896 | -136.3394 | 2034
Elfin Cove | Southeast | Ernie's Creek (Elfin Cove) | Ernie's Creek | 1.0008 | Elfin Cove | 500415.3041 | Calculated Estimate | 4954308.617 | Report Estimate | 5454723.921 | 22974.4637 | Calculated Estimate | 87600000 | Report Estimate | 0.43527 | reconnaissance | 58.1955 | -136.346 | 2035
Elfin Cove | Southeast | Crooked Creek and Jim's Lake (Elfin Cove) | Crooked Creek, Jim's Lake | 1.1423 | Elfin Cove | 571150.9084 | Calculated Estimate | 3932102.147 | Report Estimate | 4503253.056 | 200 | Report Estimate | 716000 | Report Estimate | 0.40868 | reconnaissance | 58.1776 | -136.3335 | 2123
Elfin Cove | Southeast | Elfin Cove (Joe's Creek) | Joe's Creek | 0.4 | Elfin Cove | 200000 | Calculated Estimate | 1201475.656 | Report Estimate | 1401475.656 | 50 | Report Estimate | 187000 | Report Estimate | 0.42694 | reconnaissance | 58.1883 | -136.3352 | 2303
Elfin Cove | Southeast | Elfin Cove Hydroelectric Permitting | Crooked Creek |  | Elfin Cove | 340000 | AEA Economical Analysis Round 9 |  | AEA Economical Analysis Round 9 | 3380000 | 140 | AEA Economical Analysis Round 9 | 266300 | AEA Economical Analysis Round 9 |  | Design | 58.1776 | -136.3335 |  | 5300 |  |  |  | Storage | 1250 | 2013
Elim | Bering Straits | Elim (Creek at Elim) | Unnamed Creek | 0.61213 | Elim | 306067.1608 | Calculated Estimate | 7716651.497 | Report Estimate | 8022718.658 | 28 | Report Estimate | 118000 | Report Estimate | 0.48108 | reconnaissance | 64.6175 | -162.2529 | 570
Elim | Bering Straits | Elim (Quiktalik Creek) | Quiktalik Creek | 2.4246 | Elim | 1212305.044 | Calculated Estimate | 6988470.604 | Calculated Estimate | 8200775.648 | 69 | Report Estimate | 195000 | Report Estimate | 0.32261 | reconnaissance | 64.6061 | -162.3495 | 584
Elim | Bering Straits | Golovin (Kwiniuk River, West Tributary) | Kwiniuk River, West Tributary | 9.0782 | Elim | 4539088.656 | Calculated Estimate | 15282996.82 | Report Estimate | 19822085.48 | 204 | Report Estimate | 578000 | Report Estimate | 0.32344 | reconnaissance | 64.6989 | -162.0328 | 675
Elim | Bering Straits | Elim (Peterson Creek) | Peterson Creek | 4.4595 | Elim | 2229752.069 | Calculated Estimate | 21370540.54 | Calculated Estimate | 23600292.61 | 211 | USACE 2015 | 728183.5408 | Calculated Estimate | 0.39396 | reconnaissance | 64.5802 | -162.394 | 2213
False Pass | Aleutians | False Pass Hydroelectric Feasibility Study and Conceptual Design |  |  | False Pass | 0 | AEA Economical Analysis Round 9 | 4600000 | AEA Economical Analysis Round 9 |  | 125 | AEA Economical Analysis Round 9 | 540000 | AEA Economical Analysis Round 9 |  | Feasibility | [7 empty] | Run of River | 1219
Galena | Yukon-Koyukuk/Upper Tanana | Galena (Kalakaket Creek) | Kalakaket Creek | 18.6 | Galena | 9300000 | Calculated Estimate | 11675796.26 | Report Estimate | 20975796.26 | 350.7103 | Calculated Estimate | 1106000 | Report Estimate | 0.36 | reconnaissance | 64.4714 | -156.899 | 642
Glennallen | Copper River/Chugach | Chitina (Liberty Creek) | Liberty Creek | 10.5872 | Kenny Lake | 5293580.858 | Calculated Estimate | 3028557.169 | Report Estimate | 8322138.027 | 100 | Report Estimate | 120000 | Report Estimate | 0.13699 | reconnaissance | 61.6378 | -144.5431 | 336
Glennallen | Copper River/Chugach | Glennallen (Tazlina, Cache Creek) | Cache Creek | 4.5594 | Nelchina | 2279706.609 | Calculated Estimate | 1795478.841 | Report Estimate | 4075185.45 | 144 | Report Estimate | 605000 | Report Estimate | 0.47961 | reconnaissance | 61.9995 | -146.6915 | 651
Glennallen | Copper River/Chugach | Tolsona Creek | Tolsona Creek | 4.1183 | Tolsona | 2059156.956 | Calculated Estimate | 422748400.4 | Calculated Estimate | 424807557.4 | 11000 | Report Estimate | 53000000 | Report Estimate | 0.55002 | reconnaissance | 62.0651 | -145.9967 | 652
Glennallen | Copper River/Chugach | Kenney Lake (Tonsina River Tributary) | Tonsina River Tributary | 8.1521 | Kenny Lake | 4076025.852 | Calculated Estimate | 10848273.73 | Report Estimate | 14924299.58 | 394 | Report Estimate | 1657000 | Report Estimate | 0.48009 | reconnaissance | 61.7039 | -145.0502 | 923
Glennallen | Copper River/Chugach | Nelchina River | Nelchina River | 7.2264 | Nelchina | 3613208.264 | Calculated Estimate | 1729425274 | Calculated Estimate | 1733038483 | 45000 | USACE 2015 | 204039951.2 | Calculated Estimate | 0.51761 | reconnaissance | 61.9997 | -146.609 | 1210
Glennallen | Copper River/Chugach | Valdez (Tonsina River) | Tonsina River | 7.9378 | Kenny Lake | 3968922.029 | Calculated Estimate | 96079181.91 | Calculated Estimate | 100048103.9 | 2500 | Report Estimate | 10700000 | Report Estimate | 0.48858 | reconnaissance | 61.641 | -144.6243 | 1901
Glennallen | Copper River/Chugach | Tiekel River | Tiekel River | 5.4558 | Tonsina | 2727907.595 | Calculated Estimate | 1526863896 | Report Estimate | 1529591804 | 14489.8094 | Calculated Estimate | 65700000 | Report Estimate | 0.51761 | reconnaissance | 61.2501 | -145.1824 | 2074
Glennallen | Copper River/Chugach | Cleave Creek | Copper River, Cleave Site | 16.3232 | Tonsina | 8161597.07 | Calculated Estimate | 31513971667 | Calculated Estimate | 31522133264 | 820000 | USACE 2015 | 3718061333 | Calculated Estimate | 0.51761 | reconnaissance | 61.1241 | -144.9249 | 2075
Glennallen | Copper River/Chugach | Kenney Lake (Tonsina River tributary) | Tonsina River tributary | 8.3186 | Kenny Lake | 4159286.235 | Calculated Estimate | 20703079.6 | Report Estimate | 24862365.84 | 1500 | Report Estimate | 4700000 | Report Estimate | 0.35769 | Feasibility | 61.6398 | -144.611 | 2235
Glennallen | Copper River/Chugach | Cordova (Dead Creek - Gravina River tributary) | Dead Creek | 13.6019 | Valdez | 6800941.56 | Calculated Estimate | 217327019.1 | Report Estimate | 224127960.6 | 5730 | Report Estimate | 50195000 | Report Estimate | 1 | reconnaissance | 60.8404 | -145.9951 | 396
Glennallen | Copper River/Chugach | Cordova (Lake 1878 Elevation - Fidalgo Creek Tributary) | Fidalgo Creek | 12.4243 | Valdez | 6212156.089 | Calculated Estimate | 70105490.02 | Report Estimate | 76317646.11 | 1300 | Report Estimate | 11388000 | Report Estimate | 1 | reconnaissance | 60.8509 | -146.1581 | 411
Glennallen | Copper River/Chugach | Cordova (Lake 1975 Elevation - Dead Creek tributary) | Dead Creek, Lake 1975 | 11.55 | Valdez | 5775004.557 | Calculated Estimate | 30846415.61 | Report Estimate | 36621420.17 | 2200 | Report Estimate | 4240000 | Report Estimate | 0.22001 | reconnaissance | 60.8693 | -146.0101 | 412
Glennallen | Copper River/Chugach | Valdez (Lowe River) | Lower River, Keystone Canyon | 1.3442 | Valdez | 672082.838 | Calculated Estimate | 27132760.97 | Report Estimate | 27804843.81 | 706 | Report Estimate | 5673000 | Report Estimate | 0.91728 | reconnaissance | 61.0683 | -145.8992 | 1885
Glennallen | Copper River/Chugach | Valdez (Mineral Creek) | Mineral Creek | 11.1063 | Valdez | 5553169.167 | Calculated Estimate | 30399453.16 | Report Estimate | 35952622.32 | 791 | Report Estimate | 6422000 | Report Estimate | 0.92681 | reconnaissance | 61.1281 | -146.401 | 1887
Glennallen | Copper River/Chugach | Valdez (Tsina River) | Tsina River | 3.1412 | Valdez | 1570595.68 | Calculated Estimate | 461180073.2 | Calculated Estimate | 462750668.9 | 12000 | USACE 2015 | 54410653.66 | Calculated Estimate | 0.51761 | reconnaissance | 61.2074 | -145.7027 | 1902
Glennallen | Copper River/Chugach | Tasnuna River | Tasnuna River | 10.2013 | Valdez | 5100634.248 | Calculated Estimate | 76863345.53 | Calculated Estimate | 81963979.78 | 2000 | Report Estimate | 9068442.276 | Calculated Estimate | 0.51761 | reconnaissance | 61.0576 | -145.3227 | 2073
Golovin | Bering Straits | Golovin (East Tributary and Upper Cheenik Creek) | Cheenik Creek, Upper | 2.1327 | Golovin | 1066339.196 | Calculated Estimate | 20947520.42 | Report Estimate | 22013859.61 | 164 | Report Estimate | 392000 | Report Estimate | 0.27286 | reconnaissance | 64.5942 | -163.0092 | 673
Golovin | Bering Straits | White Mountain (Eagle Creek) | Eagle Creek | 10.6087 | Golovin | 5304367.707 | Calculated Estimate | 23835866.61 | Report Estimate | 29140234.31 | 200 | USACE 2015 | 690221.3657 | Calculated Estimate | 0.39396 | reconnaissance | 64.7056 | -162.8691 | 1939
Goodnews Bay | Lower Yukon-Kuskokwim | Goodnews (unnamed tributary to Sphinx Creek) | Sphinx Creek, Tributary | 4.4262 | Goodnews Bay | 2213111.597 | Calculated Estimate | 12815283.58 | Report Estimate | 15028395.17 | 100 | Report Estimate | 223000 | Report Estimate | 0.25457 | reconnaissance | 59.1776 | -161.6554 | 677
Goodnews Bay | Lower Yukon-Kuskokwim | Goodnews Bay (stream S of Chawekat Mountain) | Unnamed Creek, S of Chawekat Moutain | 1.6271 | Goodnews Bay | 813568.7937 | Calculated Estimate | 7580318.501 | Calculated Estimate | 8393887.295 | 85 | Report Estimate | 455378.9522 | Calculated Estimate | 0.61158 | reconnaissance | 59.1889 | -161.5766 | 678
Grayling | Yukon-Koyukuk/Upper Tanana | Grayling (Creek NW of town) | Unnamed Creek | 1.5093 | Grayling | 754674.2037 | Calculated Estimate | 12986654.23 | Calculated Estimate | 13741328.43 | 126 | Report Estimate | 650000 | Report Estimate | 0.5889 | reconnaissance | 62.9144 | -160.0882 | 696
Grayling | Yukon-Koyukuk/Upper Tanana | Grayling (Grayling Creek) | Grayling Creek | 1.4379 | Grayling | 718934.7469 | Calculated Estimate | 20613736.87 | Calculated Estimate | 21332671.61 | 200 | USACE 2015 | 628993.5454 | Calculated Estimate | 0.35901 | reconnaissance | 62.8998 | -160.0674 | 697
Grayling | Yukon-Koyukuk/Upper Tanana | Grayling (N. Fork Grayling Creek) | Grayling Creek, North Fork | 1.5359 | Grayling | 767939.4174 | Calculated Estimate | 10019529.54 | Report Estimate | 10787468.96 | 230 | Report Estimate | 604440 | Report Estimate | 0.3 | reconnaissance | 62.9159 | -160.0932 | 699
Haines | Southeast | Beardslee (Beardslee Creek) | Beardslee Creek | 20.5 | Excursion Inlet | 10250000 | Calculated Estimate | 16810560.21 | Calculated Estimate | 27060560.21 | 750 | Calculated Estimate | 2859696.785 | Calculated Estimate | 0.43527 | reconnaissance | 58.7048 | -135.2443 | 126
Haines | Southeast | Excursion Inlet (S Excursion Inlet; 58.25', 135.24') | South Creek, Excursion Inlet | 0 | Excursion Inlet | 0 | Calculated Estimate | 18412611.72 | Report Estimate | 18412611.72 | 2020 | Report Estimate | 2690000 | Report Estimate | 0.15202 | reconnaissance | 58.4106 | -135.4331 | 595
Haines | Southeast | Antler River | Antler River | 25 | Mud Bay | 12500000 | Calculated Estimate | 201726722.6 | Calculated Estimate | 214226722.6 | 9000 | Report Estimate | 43000000 | Report Estimate | 0.54541 | reconnaissance | 58.7957 | -134.8195 | 83
Haines | Southeast | Endicott River | Endicott River | 23.8446 | Mud Bay | 11922290.19 | Calculated Estimate | 470695686 | Calculated Estimate | 482617976.2 | 21000 | Report Estimate | 105000000 | Report Estimate | 0.57078 | reconnaissance | 58.783 | -135.256 | 592
Haines | Southeast | Ferebee River | Ferebee River | 4.9797 | Haines | 2489850.246 | Calculated Estimate | 77430831.24 | Calculated Estimate | 79920681.48 | 3454.5621 | Calculated Estimate | 13172000 | Report Estimate | 0.43527 | reconnaissance | 59.3293 | -135.4344 | 607
Haines | Southeast | Chilkoot River Tributary | Chilkoot River | 5.5082 | Lutak | 2754081.97 | Calculated Estimate | 358625284.5 | Calculated Estimate | 361379366.5 | 16000 | USACE 2015 | 61006864.74 | Calculated Estimate | 0.43527 | reconnaissance | 59.4178 | -135.6847 | 730
Haines | Southeast | Haines (Dayebas Creek) | Dayebas Creek | 4.4548 | Haines | 2227393.461 | Calculated Estimate | 53580700.1 | Report Estimate | 55808093.56 | 9000 | Report Estimate | 34316361.42 | Calculated Estimate | 0.43527 | reconnaissance | 59.2915 | -135.3635 | 731
Haines | Southeast | Haines (Kelsall River) | Kelsall River | 4.9795 | Mosquito Lake | 2489738.46 | Calculated Estimate | 96381027.68 | Report Estimate | 98870766.14 | 2500 | Report Estimate | 9532322.615 | Calculated Estimate | 0.43527 | reconnaissance | 59.5585 | -136.1302 | 734
Haines | Southeast | Haines (Nataga Creek) | Nataga Creek | 3.5708 | Mosquito Lake | 1785386.02 | Calculated Estimate | 69617555.81 | Report Estimate | 71402941.83 | 2500 | Report Estimate | 9532322.615 | Calculated Estimate | 0.43527 | reconnaissance | 59.5422 | -136.1574 | 736
Haines | Southeast | Haska Creek | Haska Creek | 4.446 | Haines | 2222975.785 | Calculated Estimate | 19986701.05 | Calculated Estimate | 22209676.83 | 891.7029 | Calculated Estimate | 3400000 | Report Estimate | 0.43527 | feasibility | 59.2078 | -135.5403 | 767
Haines | Southeast | Lace River | Lace River | 17.1429 | Mud Bay | 8571428.747 | Calculated Estimate | 1389672978 | Calculated Estimate | 1398244406 | 62000 | Report Estimate | 298000000 | Report Estimate | 0.54868 | reconnaissance | 58.9786 | -134.9546 | 1039
Haines | Southeast | Lace River (unnamed lake near) | Lace River | 24.4373 | Mud Bay | 12218638.18 | Calculated Estimate | 282165191.3 | Calculated Estimate | 294383829.4 | 12588.7472 | Calculated Estimate | 48000000 | Report Estimate | 0.43527 | reconnaissance | 58.8749 | -134.8615 | 1040
Haines | Southeast | Reid Falls | Reid Falls | 0.43397 | Skagway | 216984.5996 | Calculated Estimate | 11174325.44 | Report Estimate | 11391310.04 | 3040 | Report Estimate | 11335000 | Report Estimate | 0.42564 | reconnaissance | 59.4717 | -135.2776 | 1436
Haines | Southeast | Sherman Creek | Sherman Creek | 19.0815 | Mud Bay | 9540766.306 | Calculated Estimate | 17931264.23 | Calculated Estimate | 27472030.53 | 800 | Report Estimate | 3050343.237 | Calculated Estimate | 0.43527 | reconnaissance | 58.8688 | -135.1396 | 1569
Haines | Southeast | Skagway Tributary | Skagway River, Tributary | 4.835 | Skagway | 2417490.603 | Calculated Estimate | 542420742.9 | Calculated Estimate | 544838233.5 | 24200 | Report Estimate | 61230000 | Report Estimate | 0.28883 | reconnaissance | 59.567 | -135.2 | 1598
Haines | Southeast | Haines (West Creek) | West Creek | 1.7139 | Skagway | 856957.7849 | Calculated Estimate | 264844910.4 | Report Estimate | 265701868.2 | 22500 | Report Estimate | 110000000 | Report Estimate | 0.55809 | Feasibility | 59.5266 | -135.3616 | 1985
Haines | Southeast | Walker Lake (Klukwan) | Walker Lake | 0.8 | Covenant Life | 400000 | Calculated Estimate | 12513199.55 | Report Estimate | 12913199.55 | 1424.102 | Calculated Estimate | 5430000 | Report Estimate | 0.43527 | reconnaissance | 59.3929 | -136.1438 | 2055
Haines | Southeast | Upper Chilkoot Lake | Upper Chilkoot Lake, aka Connelly Lake | 5.4337 | Lutak | 2716857.954 | Calculated Estimate | 69483648.88 | Calculated Estimate | 72200506.83 | 3100 | Report Estimate | 11500000 | Report Estimate | 0.42348 | Feasibility | 59.4227 | -135.6642 | 2132
Haines | Southeast | Burro Creek | Burro Creek | 0.5 | Haines | 250000 | Calculated Estimate | 163622786.1 | Calculated Estimate | 163872786.1 | 7300 | Report Estimate | 20581000 | Report Estimate | 0.32184 | reconnaissance | 59.4356 | -135.3754 | 2280
Haines | Southeast | Schubee Lake | Schubee Lake | 1.5 | Haines | 750000 | Calculated Estimate | 109828993.4 | Calculated Estimate | 110578993.4 | 4900 | Report Estimate | 37100000 | Report Estimate | 0.86432 | reconnaissance | 59.3559 | -135.3272 | 2281
Haines | Southeast | Connelly Lake Hydroelectric Project | Connelly Lake | 12.25 | Haines | 4417000 | Feasibility Report Connelly Lake Hydroelectric Project | 69104000 | Feasibility Report Connelly Lake Hydroelectric Project | 87068000 | 8000 | Feasibility Report Connelly Lake Hydroelectric Project | 43200000 | Feasibility Report Connelly Lake Hydroelectric Project | 0.62 | Feasibility | 59.4236 | -135.6641 |  |  | 1409000 |  | No |  | 914 | 2014 | Road
Haines | Southeast | Schubee Lake Hydroelectric Project | Schubee Lake | 7 | Haines |  | Final Reconnaissance Report Schubee Lake Hydroelectric Project | 49890000 | Final Reconnaissance Report Schubee Lake Hydroelectric Project | 74772000 | 9.5 | Final Reconnaissance Report Schubee Lake Hydroelectric Project | 37100000 | Final Reconnaissance Report Schubee Lake Hydroelectric Project |  | Feasibility | 59.3558 | -135.327 |  |  |  |  | No |  | 630 | 2013 | Marine
Haines | Southeast | Excursion Inlet Hydro Project Feasibility and Conceptual Design | Excursion Creek |  | Haines |  | Phase II Hydropower Reconnaissance Study for Excursion Inlet |  | Phase II Hydropower Reconnaissance Study for Excursion Inlet |  | 1600 | Phase II Hydropower Reconnaissance Study for Excursion Inlet | 2690000 | Phase II Hydropower Reconnaissance Study for Excursion Inlet |  | Feasibility | 58.4167 | -135.4428 | [5 empty] | Run of River | 1020 | 2013
Hobart Bay | Southeast | Spruce Creek | Spruce Creek | 9.447 | Hobart Bay | 4723523.076 | Calculated Estimate | 31379712.4 | Calculated Estimate | 36103235.47 | 1400 | Report Estimate | 5338100.665 | Calculated Estimate | 0.43527 | reconnaissance | 57.5958 | -133.3335 | 1628
Railbelt | Railbelt | Battle Creek Diversion Project |  |  | Homer | [11 empty] | 59.7558 | [7 empty] | 675
Hoonah | Southeast | Humpback Creek (Chichagof Island) | Humpback Creek | 4.2779 | Game Creek | 2138963.627 | Calculated Estimate | 2689689.634 | Calculated Estimate | 4828653.261 | 120 | Report Estimate | 457551.4855 | Calculated Estimate | 0.43527 | reconnaissance | 58.0967 | -135.5871 | 823
Hoonah | Southeast | Port Frederick (unnamed stream) | Unnamed Creek | 4.5029 | Game Creek | 2251429.854 | Calculated Estimate | 67242.2409 | Calculated Estimate | 2318672.095 | 3 | Report Estimate | 11438.7871 | Calculated Estimate | 0.43527 | reconnaissance | 57.9949 | -135.5745 | 1858
Hoonah | Southeast | Shotter Creek | Shotter Creek | 1.2115 | Hoonah | 605774.7185 | Calculated Estimate | 672422.4085 | Calculated Estimate | 1278197.127 | 30 | Report Estimate | 114387.8714 | Calculated Estimate | 0.43527 | reconnaissance | 58.1169 | -135.456 | 807
Hoonah | Southeast | Steve Kane Creek | Steve Kane Creek | 0.57917 | Hoonah | 289587.498 | Calculated Estimate | 672422.4085 | Calculated Estimate | 962009.9065 | 30 | Report Estimate | 114387.8714 | Calculated Estimate | 0.43527 | reconnaissance | 58.1093 | -135.4408 | 808
Hughes | Yukon-Koyukuk/Upper Tanana | Hughes (Creek Northwest) | Unnamed Creek, Northwest of Hughes | 2.8523 | Hughes | 1426129.908 | Calculated Estimate | 9608378.04 | Report Estimate | 11034507.95 | 45 | Report Estimate | 100000 | Report Estimate | 0.25368 | reconnaissance | 66.0759 | -154.3033 | 819
Hughes | Yukon-Koyukuk/Upper Tanana | Hughes | Unnamed Creek, West of Hughes | 1.5167 | Hughes | 758365.9904 | Calculated Estimate | 9542198.457 | Report Estimate | 10300564.45 | 45 | Report Estimate | 85000 | Report Estimate | 0.21563 | reconnaissance | 66.0442 | -154.3214 | 822
Hyder | Southeast | Fish Creek | Fish Creek | 1.0407 | Hyder | 520351.8343 | Calculated Estimate | 16810560.21 | Calculated Estimate | 17330912.05 | 750 | Report Estimate | 2859696.785 | Calculated Estimate | 0.43527 | reconnaissance | 55.9715 | -130.0575 | 613
Hyder | Southeast | Granite Creek | Granite Creek | 2.8561 | Hyder | 1428069.73 | Calculated Estimate | 1165532.175 | Calculated Estimate | 2593601.905 | 52 | Report Estimate | 198272.3104 | Calculated Estimate | 0.43527 | reconnaissance | 55.947 | -130.073 | 692
Hyder | Southeast | Red Creek at Red | Red Creek | 45.0298 | Hyder | 22514917.2 | Calculated Estimate | 611357914.4 | Calculated Estimate | 633872831.6 | 27275.619 | Calculated Estimate | 104000000 | Report Estimate | 0.43527 | reconnaissance | 55.3749 | -130.366 | 1427
Hyder | Southeast | Salmon River | Salmon River | 3.4815 | Hyder | 1740749.91 | Calculated Estimate | 25215840.32 | Calculated Estimate | 26956590.23 | 1125 | Report Estimate | 4289545.177 | Calculated Estimate | 0.43527 | reconnaissance | 56.0323 | -130.048 | 1486
Hyder | Southeast | Thumb Creek; 56.00', 130.05' (Hyder) | Thumb Creek | 2.0768 | Hyder | 1038424.019 | Calculated Estimate | 13922658.16 | Report Estimate | 14961082.18 | 1219.5349 | Calculated Estimate | 4650000 | Report Estimate | 0.43527 | reconnaissance | 55.9992 | -130.0858 | 1487
Hyder | Southeast | Soule Glacier River | Soule Glacier River | 12.7528 | Hyder | 6376391.858 | Calculated Estimate | 25215840.32 | Calculated Estimate | 31592232.18 | 1125 | Report Estimate | 4289545.177 | Calculated Estimate | 0.43527 | reconnaissance | 55.8129 | -130.1449 | 1620
Hyder | Southeast | West Fork Creek; 55.56', 130.03' (Hyder) | West Fork Creek | 4.7539 | Hyder | 2376970.467 | Calculated Estimate | 23322641.51 | Report Estimate | 25699611.98 | 2920 | Report Estimate | 5880000 | Report Estimate | 0.22987 | reconnaissance | 55.9169 | -130.0247 | 1933
Igiugig | Bristol Bay | American Creek | American Creek | 34.3299 |  | 17164951.84 | Calculated Estimate | 110015355 | Report Estimate | 127180306.9 | 18741.1649 | Calculated Estimate | 99513000 | Report Estimate | 0.60615 | reconnaissance | 58.8936 | -155.3296 | 47
Iliamna | Bristol Bay | Iliamna (unnamed stream, site #1) | Unnamed Creek | 3.4114 | Iliamna | 1705710.904 | Calculated Estimate | 1676288.042 | Report Estimate | 3381998.946 | 9 | Report Estimate | 47788.7584 | Calculated Estimate | 0.60615 | reconnaissance | 59.7745 | -154.7779 | 839
Iliamna | Bristol Bay | Tazimina Hydroelectric Project Capacity Increase | Tazimina River | 6.7 | Iliamna, Newhalen, and Nondalton | 0 | Tazimina Hydroelectric Proejct Upgrade Feasibility Study | 2770000 | Tazimina Hydroelectric Proejct Upgrade Feasibility Study | 2770000 | 824 | Tazimina Hydroelectric Proejct Upgrade Feasibility Study | 3862085 | Tazimina Hydroelectric Proejct Upgrade Feasibility Study |  | Feasibility | 59.75 | -154.9167 |  |  |  |  | Yes |  | 908 | 2015 | Road
Ivanof Bay | Bristol Bay | Ivanof Bay | Unnamed Creek, 1 | 1.2251 | Ivanof Bay | 612531.6294 | Calculated Estimate | 2521950.298 | Report Estimate | 3134481.928 | 650 | USACE 2015 | 3451410.327 | Calculated Estimate | 0.60615 | reconnaissance | 55.9057 | -159.471 | 847
Juneau | Southeast | Bear Creek (Taku Harbor) | Bear Creek | 0.1286 | Juneau City and Borough | 64300.192 | Calculated Estimate | 2241408.028 | Calculated Estimate | 2305708.22 | 100 | Report Estimate | 381292.9046 | Calculated Estimate | 0.43527 | reconnaissance | 58.0731 | -134.0117 | 122
Juneau | Southeast | Boundary Lake (Boundary Creek) | Boundary Creek | 24.015 | Juneau City and Borough | 12007513.64 | Calculated Estimate | 448281605.7 | Calculated Estimate | 460289119.3 | 20000 | Report Estimate | 95000000 | Report Estimate | 0.54224 | reconnaissance | 58.5813 | -133.6723 | 188
Juneau | Southeast | Carlson Creek | Carlson Creek | 0.0022455 | Juneau City and Borough | 1122.7578 | Calculated Estimate | 224140802.8 | Calculated Estimate | 224141925.6 | 10000 | USACE 2015 | 38129290.46 | Calculated Estimate | 0.43527 | reconnaissance | 58.308 | -134.1494 | 246
Juneau | Southeast | Cowee Creek | Cowee Creek | 18 | Excursion Inlet | 9000000 | Calculated Estimate | 5020753.984 | Calculated Estimate | 14020753.98 | 224 | USACE 2015 | 854096.1063 | Calculated Estimate | 0.43527 | reconnaissance | 58.662 | -134.9378 | 445
Juneau | Southeast | Davidson Creek | Davidson Creek | 4.7036 | Juneau City and Borough | 2351793.768 | Calculated Estimate | 2846588.196 | Calculated Estimate | 5198381.964 | 127 | USACE 2015 | 484241.9889 | Calculated Estimate | 0.43527 | reconnaissance | 58.3528 | -133.9913 | 486
Juneau | Southeast | Davies Creek | Davies Creek | 17.3 | Excursion Inlet | 8650000 | Calculated Estimate | 56819693.52 | Calculated Estimate | 65469693.52 | 2535 | USACE 2015 | 9665775.132 | Calculated Estimate | 0.43527 | reconnaissance | 58.6489 | -134.8928 | 488
Juneau | Southeast | Funter Bay (S Funter Bay Creek; 58.13', 134.52') | South Funter Bay Creek | 6.6 | Excursion Inlet | 3300000 | Calculated Estimate | 4910029.791 | Report Estimate | 8210029.791 | 150 | Report Estimate | 261000 | Report Estimate | 0.19863 | reconnaissance | 58.236 | -134.8901 | 637
Juneau | Southeast | Greens Creek (Hawk Inlet; 58.04', 134.43') | Greens Creek | 0.69141 | Whitestone Logging Camp | 345705.9472 | Calculated Estimate | 12275074.48 | Report Estimate | 12620780.43 | 120 | Report Estimate | 244000 | Report Estimate | 0.23212 | reconnaissance | 58.0992 | -134.7608 | 709
Juneau | Southeast | Lemon Creek | Lemon Creek | 0.035651 | Juneau City and Borough | 17825.6223 | Calculated Estimate | 112630753.4 | Calculated Estimate | 112648579 | 5025 | Report Estimate | 19159968.46 | Calculated Estimate | 0.43527 | reconnaissance | 58.3572 | -134.5018 | 1091
Juneau | Southeast | Nugget Creek | Nugget Creek | 4.0957 | Juneau City and Borough | 2047863.016 | Calculated Estimate | 139616416 | Report Estimate | 141664279 | 5769.8425 | Calculated Estimate | 22000000 | Report Estimate | 0.43527 | reconnaissance | 58.4186 | -134.4969 | 1281
Juneau | Southeast | Peterson Lake | Peterson Lake | 2.484 | Juneau City and Borough | 1241989.823 | Calculated Estimate | 62759424.79 | Calculated Estimate | 64001414.62 | 2800 | Report Estimate | 10676201.33 | Calculated Estimate | 0.43527 | reconnaissance | 58.4439 | -134.7356 | 1368
Juneau | Southeast | Rhine Creek | Rhine Creek | 0.1666 | Juneau City and Borough | 83297.7957 | Calculated Estimate | 38103936.48 | Calculated Estimate | 38187234.28 | 1700 | Report Estimate | 6481979.379 | Calculated Estimate | 0.43527 | reconnaissance | 58.2074 | -134.1664 | 1452
Juneau | Southeast | Sawmill Creek | Sawmill Creek | 22.2 | Excursion Inlet | 11100000 | Calculated Estimate | 31379712.4 | Calculated Estimate | 42479712.4 | 1400 | Report Estimate | 5338100.665 | Calculated Estimate | 0.43527 | reconnaissance | 58.717 | -134.935 | 1507
Juneau | Southeast | Sweetheart Lake | Sweetheart Falls Creek | 6.4433 | Juneau City and Borough | 3221668.329 | Calculated Estimate | 233521833.4 | Report Estimate | 236743501.7 | 32783.1959 | Calculated Estimate | 125000000 | Report Estimate | 0.43527 | reconnaissance | 57.9444 | -133.6792 | 1712
Juneau | Southeast | Tease Creek (Tease Lake) | Tease Lake | 2.6291 | Juneau City and Borough | 1314574.77 | Calculated Estimate | 411490903.9 | Calculated Estimate | 412805478.7 | 18358.5897 | Calculated Estimate | 70000000 | Report Estimate | 0.43527 | reconnaissance | 58.1082 | -133.6661 | 1743
Juneau | Southeast | Treadwell Ditch | Treadwell Ditch | 2.8584 | Juneau City and Borough | 1429209.651 | Calculated Estimate | 89656321.13 | Calculated Estimate | 91085530.79 | 4000 | Report Estimate | 15251716.18 | Calculated Estimate | 0.43527 | reconnaissance | 58.3042 | -134.535 | 1790
Juneau | Southeast | Turner Lake (Turner Creek) | Turner Lake | 5.3065 | Juneau City and Borough | 2653257.094 | Calculated Estimate | 89656321.13 | Calculated Estimate | 92309578.23 | 4000 | Report Estimate | 15251716.18 | Calculated Estimate | 0.43527 | reconnaissance | 58.3103 | -133.9568 | 1803
Juneau | Southeast | Yehring Creek | Yehring Creek | 17.3315 | Juneau City and Borough | 8665765.495 | Calculated Estimate | 112070401.4 | Calculated Estimate | 120736166.9 | 5000 | Report Estimate | 26000000 | Report Estimate | 0.59361 | reconnaissance | 58.4977 | -133.7706 | 1971
Juneau | Southeast | Sheep Creek | Sheep Creek | 0.0052057 | Juneau City and Borough | 2602.8347 | Calculated Estimate | 53793792.68 | Calculated Estimate | 53796395.52 | 2400 | USACE 2015 | 9151029.711 | Calculated Estimate | 0.43527 | reconnaissance | 58.2612 | -134.3226 | 1998
Juneau | Southeast | Water Supply Creek (Hoonah) | Water Supply Creek | 23.2104 | Whitestone Logging Camp | 11605215.15 | Calculated Estimate | 4419555.587 | Report Estimate | 16024770.74 | 600 | Report Estimate | 1800000 | Report Estimate | 0.34247 | reconnaissance | 58.0692 | -135.384 | 2100
Kake | Southeast | Goemere Creek (Washington Bay, unnamed stream) | Goemere Creek | 24.416 | Kake | 12207985.84 | Calculated Estimate | 1636227.861 | Calculated Estimate | 13844213.7 | 73 | Report Estimate | 278343.8204 | Calculated Estimate | 0.43527 | reconnaissance | 56.7251 | -134.3397 | 663
Kake | Southeast | Gunnuk Creek | Gunnuk Creek | 0.99536 | Kake | 497678.1277 | Calculated Estimate | 7902788.45 | Report Estimate | 8400466.578 | 300 | Report Estimate | 933000 | Report Estimate | 0.35502 | feasibility | 56.9797 | -133.9301 | 724
Kake | Southeast | Ledge Lake (Ledge Creek) | Ledge Creek | 15.9084 | Kake | 7954175.176 | Calculated Estimate | 8965632.113 | Calculated Estimate | 16919807.29 | 400 | Report Estimate | 1525171.618 | Calculated Estimate | 0.43527 | reconnaissance | 56.8964 | -134.2909 | 1086
Kake | Southeast | Rowan Bay (6415 Road) | 0 | 23.2461 | Kake | 11623042.41 | Calculated Estimate | 1712835.02 | Report Estimate | 13335877.43 | 250 | Report Estimate | 953232.2615 | Calculated Estimate | 0.43527 | reconnaissance | 56.6975 | -134.225 | 1456
Kake | Southeast | Rowan Bay (Big Lake) | 1605 Lake | 25.7664 | Kake | 12883224.93 | Calculated Estimate | 7671921.549 | Report Estimate | 20555146.48 | 700 | Report Estimate | 2669050.332 | Calculated Estimate | 0.43527 | reconnaissance | 56.6926 | -134.325 | 1457
Kake | Southeast | Rowan Bay (Stink Creek/ Erode Creek) | Erode Creek, Stink Creek | 24.7524 | Kake | 12376189.83 | Calculated Estimate | 2207288.549 | Report Estimate | 14583478.38 | 350 | Report Estimate | 1334525.166 | Calculated Estimate | 0.43527 | reconnaissance | 56.6794 | -134.2734 | 1461
Kake | Southeast | Rowan Bay (Unnamed Creeks) | Unnamed Creek | 24.7524 | Kake | 12376189.83 | Calculated Estimate | 1654011.789 | Report Estimate | 14030201.62 | 200 | Report Estimate | 762585.8092 | Calculated Estimate | 0.43527 | reconnaissance | 56.6763 | -134.2367 | 1462
Kake | Southeast | Towers Creek | Towers Creek | 18.6709 | Kake | 9335460.884 | Calculated Estimate | 291383043.7 | Calculated Estimate | 300718504.6 | 13000 | USACE 2015 | 49568077.6 | Calculated Estimate | 0.43527 | reconnaissance | 56.8671 | -133.463 | 1788
Kake | Southeast | Cathedral Falls (Kake) | Cathedral Falls | 8.8 | Kake | 4400000 | Calculated Estimate | 16264473.68 | Report Estimate | 20664473.68 | 865.4764 | Calculated Estimate | 3300000 | Report Estimate | 0.43527 | reconnaissance | 56.8965 | -133.7267 | 2054
Kake | Southeast | Gunnuk Creek Hydro Rehabilitation - IPEC Kake | Gunnuk Creek | 0 | Kake | 0 | AEA Economical Analysis Round 9 | 5795000 | AEA Economical Analysis Round 9 |  | 500 | AEA Economical Analysis Round 9 | 1600000 | AEA Economical Analysis Round 9 |  | Design |  |  |  | 14342 |  |  |  | Run of River | 1244
Kaltag | Yukon-Koyukuk/Upper Tanana | Kaltag (Kaltag River S tributary) | Kaltag River, South Tributary | 3.1676 | Kaltag | 1583787.512 | Calculated Estimate | 11852898.7 | Calculated Estimate | 13436686.21 | 115 | USACE 2015 | 361671.2886 | Calculated Estimate | 0.35901 | reconnaissance | 64.3168 | -158.8848 | 873
Kaltag | Yukon-Koyukuk/Upper Tanana | Kaltag (North Tributary Kaltag River) | Kaltag River, North Tributary | 1.5684 | Kaltag | 784190.5629 | Calculated Estimate | 13480444.46 | Report Estimate | 14264635.03 | 127 | Report Estimate | 300000 | Report Estimate | 0.26966 | reconnaissance | 64.3322 | -158.7492 | 875
Karluk | Kodiak | Karluk (unnamed stream, site #1) | Unnamed Creek, 1 | 2.3585 | Karluk | 1179234.393 | Calculated Estimate | 8102987.047 | Report Estimate | 9282221.44 | 420 | Report Estimate | 1560000 | Calculated Estimate | 0.42401 | reconnaissance | 57.6222 | -154.3421 | 887
Karluk | Kodiak | Karluk (unnamed stream, site #2) | Unnamed Creek, 2 | 1.6759 | Karluk | 837935.1694 | Calculated Estimate | 4822808.785 | Report Estimate | 5660743.955 | 190 | Report Estimate | 705714.2857 | Calculated Estimate | 0.42401 | reconnaissance | 57.5663 | -154.3593 | 888
Karluk | Kodiak | Karluk (unnamed stream, site #3) | Unnamed Creek, 3 | 2.0064 | Karluk | 1003212.408 | Calculated Estimate | 4764333.621 | Report Estimate | 5767546.029 | 180 | Report Estimate | 668571.4286 | Calculated Estimate | 0.42401 | reconnaissance | 57.5624 | -154.3793 | 889
Ketchikan | Southeast | Aaron (Aaron Creek) | Aaron Creek | 7.2231 | Wrangell City and Borough | 3611572.575 | Calculated Estimate | 268968963.4 | Calculated Estimate | 272580536 | 12000 | Report Estimate | 58000000 | Report Estimate | 0.55175 | reconnaissance | 56.3979 | -131.9244 | 1
Ketchikan | Southeast | Anan Creek (Anan Lake) | Anan Lake | 2.0943 | Wrangell City and Borough | 1047151.108 | Calculated Estimate | 156898562 | Calculated Estimate | 157945713.1 | 7000 | Report Estimate | 33000000 | Report Estimate | 0.53816 | reconnaissance | 56.1609 | -131.8882 | 51
Ketchikan | Southeast | Anita and Kunk Lakes (Petersburg) | Kunk Lake, Anita Lake | 11.027 | Wrangell City and Borough | 5513496.675 | Calculated Estimate | 34786868.51 | Report Estimate | 40300365.18 | 4000 | Report Estimate | 33550000 | Report Estimate | 0.95748 | feasibility | 56.2851 | -132.398 | 74
Ketchikan | Southeast | Bakewell Arm (Bakewell Arm Lake) | Bakewell Arm Lake | 32.6521 | Saxman | 16326036.83 | Calculated Estimate | 73966464.94 | Calculated Estimate | 90292501.77 | 3300 | Report Estimate | 12582665.85 | Calculated Estimate | 0.43527 | reconnaissance | 55.2971 | -130.6501 | 106
Ketchikan | Southeast | Fish Creek; 55.58', 130.03' (Hyder) | Beaver Falls Creek | 10.7901 | Saxman | 5395028.041 | Calculated Estimate | 5012156.936 | Report Estimate | 10407184.98 | 97.8251 | Calculated Estimate | 373000 | Report Estimate | 0.43527 | reconnaissance | 55.3919 | -131.1949 | 169
Ketchikan | Southeast | Bradfield River, North | Bradfield River, North Fork | 4.249 | Wrangell City and Borough | 2124523.752 | Calculated Estimate | 605180167.7 | Calculated Estimate | 607304691.4 | 27000 | Report Estimate | 131000000 | Report Estimate | 0.55386 | reconnaissance | 56.2523 | -131.4178 | 189
Ketchikan | Southeast | Cascade Creek (Cascade/Rosa) | Cascade Creek | 2.1426 | Ketchikan | 1071285.063 | Calculated Estimate | 3339697.962 | Calculated Estimate | 4410983.025 | 149 | USACE 2015 | 568126.4279 | Calculated Estimate | 0.43527 | reconnaissance | 55.3966 | -131.7886 | 249
Ketchikan | Southeast | City Creek (Petersburg) | City Creek | 0.063951 | Kupreanof | 31975.5372 | Calculated Estimate | 3452364.697 | Report Estimate | 3484340.234 | 700 | Report Estimate | 2830000 | Report Estimate | 0.46151 | feasibility | 56.811 | -132.958 | 353
Ketchikan | Southeast | Clover Creek | Clover Creek | 18.3547 | Ketchikan | 9177369.474 | Calculated Estimate | 103620293.2 | Calculated Estimate | 112797662.6 | 4623 | USACE 2015 | 17627170.98 | Calculated Estimate | 0.43527 | reconnaissance | 55.2936 | -132.1735 | 360
Ketchikan | Southeast | Coho Creek (56.49', 133.01' near Kupreanof) | Coho Creek | 1.8054 | Kupreanof | 902714.0775 | Calculated Estimate | 8285675.273 | Report Estimate | 9188389.351 | 365 | Report Estimate | 587000 | Report Estimate | 0.18359 | reconnaissance | 56.812 | -133.0044 | 362
Ketchikan | Southeast | Crittenden Creek | Crittenden Creek | 4.7215 | Wrangell City and Borough | 2360749.964 | Calculated Estimate | 15039847.87 | Calculated Estimate | 17400597.83 | 671 | USACE 2015 | 2558475.39 | Calculated Estimate | 0.43527 | reconnaissance | 56.487 | -132.2552 | 470
Ketchikan | Southeast | Ruth Lake | Delta Creek | 12.0241 | Kupreanof | 6012027.726 | Calculated Estimate | 89006059.81 | Report Estimate | 95018087.54 | 18269.4194 | Calculated Estimate | 69660000 | Report Estimate | 0.43527 | feasibility | 56.9741 | -132.7841 | 501
Ketchikan | Southeast | Drake Lake | Drake Lake | 27.8098 | Hobart Bay | 13904910.38 | Calculated Estimate | 8360451.946 | Calculated Estimate | 22265362.32 | 373 | USACE 2015 | 1422222.534 | Calculated Estimate | 0.43527 | reconnaissance | 57.185 | -133.2556 | 539
Ketchikan | Southeast | Eagle (Eagle Lake) | Eagle Lake | 0.28819 | Wrangell City and Borough | 144093.0288 | Calculated Estimate | 206209538.6 | Calculated Estimate | 206353631.6 | 9200 | Report Estimate | 35078947.22 | Calculated Estimate | 0.43527 | reconnaissance | 56.0716 | -131.4824 | 544
Ketchikan | Southeast | Farragut River (Glory Creek) | Glory Creek | 35.3298 | Hobart Bay | 17664882.13 | Calculated Estimate | 829320970.5 | Calculated Estimate | 846985852.6 | 37000 | Report Estimate | 163000000 | Report Estimate | 0.5029 | reconnaissance | 57.332 | -132.9164 | 654
Ketchikan | Southeast | Gokachin River | Gokachin River | 10.9647 | Saxman | 5482359.099 | Calculated Estimate | 60518016.77 | Calculated Estimate | 66000375.87 | 2700 | USACE 2015 | 10294908.42 | Calculated Estimate | 0.43527 | reconnaissance | 55.3678 | -131.1893 | 664
Ketchikan | Southeast | Grace Lake (Mahoney Lake) | Grace Lake | 14.5898 | Loring | 7294921.098 | Calculated Estimate | 448281.6057 | Calculated Estimate | 7743202.703 | 20 | USACE 2015 | 76258.5809 | Calculated Estimate | 0.43527 | reconnaissance | 55.6576 | -130.9737 | 686
Ketchikan | Southeast | Harding River | Harding River | 2.3052 | Wrangell City and Borough | 1152604.68 | Calculated Estimate | 403453445.1 | Calculated Estimate | 404606049.8 | 18000 | Report Estimate | 85000000 | Report Estimate | 0.53907 | reconnaissance | 56.2048 | -131.6225 | 755
Ketchikan | Southeast | Houghton (unnamed stream) | unnamed stream | 35.3543 | Hobart Bay | 17677163.08 | Calculated Estimate | 694836488.8 | Calculated Estimate | 712513651.9 | 31000 | Report Estimate | 136000000 | Report Estimate | 0.50081 | reconnaissance | 57.3251 | -133.0989 | 816
Ketchikan | Southeast | Katate River | Katate River | 18.5104 | Wrangell City and Borough | 9255207.826 | Calculated Estimate | 581965707 | Calculated Estimate | 591220914.8 | 25964.2912 | Calculated Estimate | 99000000 | Report Estimate | 0.43527 | reconnaissance | 56.5345 | -131.7615 | 904
Ketchikan | Southeast | Margaret Creek | Margaret Creek | 5.8175 | Loring | 2908725.514 | Calculated Estimate | 6724224.085 | Calculated Estimate | 9632949.599 | 300 | Report Estimate | 1143878.714 | Calculated Estimate | 0.43527 | reconnaissance | 55.6878 | -131.6157 | 1129
Ketchikan | Southeast | Nadzaheen Lake | Nadzaheen Lake | 5.2743 | Saxman | 2637139.033 | Calculated Estimate | 15689856.2 | Calculated Estimate | 18326995.23 | 700 | Report Estimate | 2669050.332 | Calculated Estimate | 0.43527 | reconnaissance | 55.2306 | -131.4978 | 1194
Ketchikan | Southeast | Naha River | Naha River | 4.0722 | Loring | 2036086.661 | Calculated Estimate | 78449280.99 | Calculated Estimate | 80485367.65 | 3500 | Report Estimate | 13345251.66 | Calculated Estimate | 0.43527 | reconnaissance | 55.5721 | -131.51 | 1195
Ketchikan | Southeast | Olive Lake (Olive Creek) | Olive Lake | 13.8731 | Wrangell City and Borough | 6936556.084 | Calculated Estimate | 53793792.68 | Calculated Estimate | 60730348.77 | 2400 | Report Estimate | 9151029.711 | Calculated Estimate | 0.43527 | reconnaissance | 56.1725 | -132.363 | 1310
Ketchikan | Southeast | Orchard Creek | Orchard Creek | 1.464 | Loring | 732010.7817 | Calculated Estimate | 201726722.6 | Calculated Estimate | 202458733.3 | 9000 | Report Estimate | 44000000 | Report Estimate | 0.55809 | reconnaissance | 55.828 | -131.4678 | 1318
Ketchikan | Southeast | Perseverance Lake (Ward Cove Creek) | Perserverance Lake | 1.4507 | Ketchikan | 725325.8317 | Calculated Estimate | 16227794.13 | Calculated Estimate | 16953119.96 | 724 | Report Estimate | 2760560.629 | Calculated Estimate | 0.43527 | reconnaissance | 55.4096 | -131.6686 | 1363
Ketchikan | Southeast | Scenery Lake | Scenery Creek | 18.8654 | Kupreanof | 9432697.91 | Calculated Estimate | 85023557.89 | Report Estimate | 94456255.8 | 20906.762 | Calculated Estimate | 79716000 | Report Estimate | 0.43527 | feasibility | 57.0817 | -132.7863 | 1519
Ketchikan | Southeast | Shelokum Lake | Shelokum Lake | 5.4817 | Loring | 2740834.455 | Calculated Estimate | 161381378 | Calculated Estimate | 164122212.5 | 7200 | Report Estimate | 27453089.13 | Calculated Estimate | 0.43527 | reconnaissance | 55.9768 | -131.6381 | 1568
Ketchikan | Southeast | Short (Short Creek) | Short Creek | 2.414 | Wrangell City and Borough | 1207014.397 | Calculated Estimate | 123277441.6 | Calculated Estimate | 124484456 | 5500 | Report Estimate | 20971109.75 | Calculated Estimate | 0.43527 | reconnaissance | 56.004 | -131.5298 | 1580
Ketchikan | Southeast | Thomas Bay (Juneau) | Swan Lake | 15.1315 | Kupreanof | 7565730.943 | Calculated Estimate | 208272980.8 | Report Estimate | 215838711.7 | 52453.1135 | Calculated Estimate | 200000000 | Report Estimate | 0.43527 | reconnaissance | 57.0965 | -132.8299 | 1709
Ketchikan | Southeast | Thomas Lake (Petersburg/ Wrangell, Thoms) | Thoms Lake | 8.0865 | Wrangell City and Borough | 4043239.862 | Calculated Estimate | 115051510.4 | Report Estimate | 119094750.2 | 6485.8275 | Calculated Estimate | 24730000 | Report Estimate | 0.43527 | reconnaissance | 56.2278 | -132.2235 | 1758
Ketchikan | Southeast | Tom Creek | Tom Creek | 3.2113 | Wrangell City and Borough | 1605639.36 | Calculated Estimate | 116553217.5 | Calculated Estimate | 118158856.8 | 5200 | Report Estimate | 19827231.04 | Calculated Estimate | 0.43527 | reconnaissance | 56.2196 | -131.6743 | 1783
Ketchikan | Southeast | Virginia Lake | Virginia Lake | 5.0405 | Wrangell City and Borough | 2520256.967 | Calculated Estimate | 26943816.86 | Report Estimate | 29464073.83 | 6892.3391 | Calculated Estimate | 26280000 | Report Estimate | 0.43527 | feasibility | 56.4614 | -132.2034 | 1911
Ketchikan | Southeast | White River | White River | 1.3844 | Wrangell City and Borough | 692216.5717 | Calculated Estimate | 179312642.3 | Calculated Estimate | 180004858.8 | 8000 | Report Estimate | 39000000 | Report Estimate | 0.55651 | reconnaissance | 56.2357 | -131.5055 | 1942
Ketchikan | Southeast | Wrangell Resevoir, Lower (unnamed stream) | unnamed Creek | 0.046226 | Wrangell City and Borough | 23112.9329 | Calculated Estimate | 4482816.057 | Calculated Estimate | 4505928.99 | 200 | Report Estimate | 762585.8092 | Calculated Estimate | 0.43527 | reconnaissance | 56.4518 | -132.3802 | 1966
Ketchikan | Southeast | Sunrise Lake | Sunrise Lake | 1.3453 | Wrangell City and Borough | 672660.6807 | Calculated Estimate | 52134570.68 | Report Estimate | 52807231.36 | 4000 | Report Estimate | 12208000 | Report Estimate | 0.3484 | Feasibility | 56.4139 | -132.4897 | 2139
Ketchikan | Southeast | Mahoney Lake | Mahoney Lake | 3.0687 | Saxman | 1534366.977 | Calculated Estimate | 89337617.39 | Report Estimate | 90871984.37 | 9600 | Report Estimate | 40905000 | Report Estimate | 0.48641 | feasibility | 55.4262 | -131.5123 | 2163
Ketchikan | Southeast | Connell Lake | Connel Lake | 0.53768 | Ketchikan | 268839.8329 | Calculated Estimate | 68189921.22 | Calculated Estimate | 68458761.06 | 3042.2806 | Calculated Estimate | 11600000 | Report Estimate | 0.43527 | feasibility | 55.4314 | -131.6702 | 2225
King Cove | Aleutians | Belkovski, Belkofski (unnamed stream, site #7) | Unnamed Creek | 10.391 | King Cove | 5195482.607 | Calculated Estimate | 4984311.62 | Report Estimate | 10179794.23 | 178 | Report Estimate | 981599.173 | Calculated Estimate | 0.62952 | reconnaissance | 55.0885 | -162.0609 | 138
King Cove | Aleutians | King Cove (Ram Creek, North Branch) | Ram Creek, North Branch | 2.5443 | King Cove | 1272153.569 | Calculated Estimate | 791797.0017 | Calculated Estimate | 2063950.571 | 30 | Report Estimate | 165438.0629 | Calculated Estimate | 0.62952 | feasibility | 55.05 | -162.2849 | 945
King Cove | Aleutians | King Cove (Unnamed Creek, SW) | Unnamed Creek, SW | 5.6213 | King Cove | 2810642.901 | Calculated Estimate | 3958985.008 | Calculated Estimate | 6769627.909 | 150 | Report Estimate | 827190.3144 | Calculated Estimate | 0.62952 | feasibility | 55.0486 | -162.4513 | 947
King Cove | Aleutians | King Cove (Unnamed Creek, NE) | Unnamed Creek, NE | 0.48101 | King Cove | 240504.3241 | Calculated Estimate | 13196616.69 | Calculated Estimate | 13437121.02 | 500 | Report Estimate | 2757301.048 | Calculated Estimate | 0.62952 | feasibility | 55.1248 | -162.2243 | 948
King Cove | Aleutians | Waterfall Creek Hydroelectric Construction Project | Waterfall Creek |  | King Cove | 0 | AEA Economical Analysis Round 9 | 6874498 | AEA Economical Analysis Round 9 |  | 400 | AEA Economical Analysis Round 9 | 720782 | AEA Economical Analysis Round 9 |  | Construction | 55.1284 | -162.3299 | [5 empty] | Run of River | 1220
Kobuk | Northwest Arctic | Dahl Creek | Dahl Creek | 1.9164 | Kobuk | 958193.3386 | Calculated Estimate | 11250181.14 | Report Estimate | 12208374.48 | 430 | Report Estimate | 1741048 | Report Estimate | 0.46221 | reconnaissance | 66.9516 | -156.8985 | 2001
Kobuk | Northwest Arctic | Wesley Creek | Wesley Creek | 3.6657 | Kobuk | 1832838.281 | Calculated Estimate | 14199257.75 | Report Estimate | 16032096.03 | 480 | Report Estimate | 2200000 | Report Estimate | 0.52321 | reconnaissance | 66.9544 | -157.0153 | 2002
Kobuk | Northwest Arctic | Kogoluktuk River | Kogoluktuk River | 7.1548 | Kobuk | 3577384.33 | Calculated Estimate | 34952019.09 | Report Estimate | 38529403.42 | 3368.8359 | Calculated Estimate | 12000000 | Report Estimate | 0.40663 | reconnaissance | 66.9846 | -156.6912 | 2004
Kobuk | Northwest Arctic | Cosmos Hills Hydroelectric Design & Permitting |  |  | Kobuk | 13300000 | AEA Economical Analysis Round 9 | 37497613 | AEA Economical Analysis Round 9 |  | 690 | AEA Economical Analysis Round 9 | 3831730 | AEA Economical Analysis Round 9 |  | Design | 66.9846 | -156.6912 |  | 13643 |  |  |  | Run of River | 1212
Kodiak | Kodiak | Kodiak (unnamed stream, site #4) | Unnamed Creek | 3.8558 | Womens Bay | 1927878.427 | Calculated Estimate | 8771274.639 | Report Estimate | 10699153.07 | 627 | Report Estimate | 2328857.143 | Calculated Estimate | 0.42401 | reconnaissance | 57.7137 | -152.6135 | 980
Kodiak | Kodiak | Kodiak (unnamed stream, site #5) | Unnamed Creek | 3.7046 | Kodiak Station | 1852307.293 | Calculated Estimate | 11026745.26 | Report Estimate | 12879052.55 | 924 | Report Estimate | 3432000 | Calculated Estimate | 0.42401 | reconnaissance | 57.8039 | -152.7413 | 981
Kodiak | Kodiak | Kodiak (Virginia Creek) | Virginia Creek | 4.4179 | Kodiak | 2208928.751 | Calculated Estimate | 4622322.508 | Report Estimate | 6831251.259 | 120 | Report Estimate | 445714.2857 | Calculated Estimate | 0.42401 | reconnaissance | 57.8349 | -152.4671 | 982
Kodiak | Kodiak | Kodiak (Leanne Lake) | Leanne Lake | 0.35763 | Womens Bay | 178814.5932 | Calculated Estimate | 59422370.06 | Calculated Estimate | 59601184.66 | 2153.8462 | Calculated Estimate | 8000000 | Report Estimate | 0.42401 | feasibility | 57.7047 | -152.8826 | 1085
Kodiak | Kodiak | Monashka Bay, Lower | Monashka Creek | 3.4966 | Kodiak | 1748314.73 | Calculated Estimate | 551779.1506 | Calculated Estimate | 2300093.881 | 20 | Report Estimate | 74285.7143 | Calculated Estimate | 0.42401 | reconnaissance | 57.8381 | -152.4442 | 1182
Kodiak | Kodiak | Monashka Bay, Upper | Monashka Creek | 4.4179 | Kodiak | 2208928.751 | Calculated Estimate | 551779.1506 | Calculated Estimate | 2760707.902 | 20 | Report Estimate | 74285.7143 | Calculated Estimate | 0.42401 | reconnaissance | 57.837 | -152.4895 | 1183
Kodiak | Kodiak | Pillar Creek, 1 | Pillar Creek | 1.5984 | Kodiak | 799197.8696 | Calculated Estimate | 910435.5985 | Calculated Estimate | 1709633.468 | 33 | Report Estimate | 122571.4286 | Calculated Estimate | 0.42401 | reconnaissance | 57.813 | -152.4232 | 1372
Kodiak | Kodiak | Port Lions (Crescent Lake, Port Lions River) | Crescent Lake, Port Lions River | 1.1061 | Port Lions | 553029.1868 | Calculated Estimate | 8656861.953 | Report Estimate | 9209891.14 | 200 | Report Estimate | 1581000 | Report Estimate | 0.9024 | reconnaissance | 57.8638 | -152.9618 | 1394
Kodiak | Kodiak | Port Lions (Mennonite Creek) | Mennonite Creek | 0.36091 | Port Lions | 180453.119 | Calculated Estimate | 2811815.354 | Report Estimate | 2992268.473 | 200 | Report Estimate | 1785000 | Report Estimate | 1.0188 | reconnaissance | 57.8672 | -152.8884 | 1396
Kodiak | Kodiak | Port Lions (unnamed stream, site #1) | Unnamed Creek, 1 | 0.36091 | Port Lions | 180453.119 | Calculated Estimate | 2091183.255 | Report Estimate | 2271636.374 | 48 | Report Estimate | 178285.7143 | Calculated Estimate | 0.42401 | reconnaissance | 57.8828 | -152.8647 | 1397
Kodiak | Kodiak | Port Lions (unnamed stream, site #2) | Unnamed Creek, 2 | 4.7369 | Port Lions | 2368457.887 | Calculated Estimate | 9439562.23 | Report Estimate | 11808020.12 | 334 | Report Estimate | 1240571.429 | Calculated Estimate | 0.42401 | reconnaissance | 57.8156 | -152.9204 | 1399
Kodiak | Kodiak | Port Lions (unnamed stream, site #3) | Unnamed Creek, 3 | 1.1277 | Port Lions | 563847.622 | Calculated Estimate | 3452819.223 | Report Estimate | 4016666.845 | 140 | Report Estimate | 520000 | Calculated Estimate | 0.42401 | reconnaissance | 57.8819 | -152.8953 | 1400
Kodiak | Kodiak | Uganik Bay (One Mile, 1/2 Mile Creek, NE Arm Uganik Bay) | 0 | 19.6573 | Port Lions | 9828625.253 | Calculated Estimate | 1379447.877 | Calculated Estimate | 11208073.13 | 50 | Report Estimate | 185714.2857 | Calculated Estimate | 0.42401 | reconnaissance | 57.7213 | -153.3103 | 1838
Lake Minchumina | Yukon-Koyukuk/Upper Tanana | Lake Minchumina (outlet of Jim Lake) | Jim Lake | 7.0238 | Lake Minchumina | 3511917.25 | Calculated Estimate | 31014668.78 | Report Estimate | 34526586.03 | 75 | Report Estimate | 430000 | Report Estimate | 0.65449 | reconnaissance | 63.9099 | -152.8088 | 1067
Lake Minchumina | Yukon-Koyukuk/Upper Tanana | Lake Minchumina (unnamed tributary of NF Kuskokwim) | Unnamed Creek | 7.0238 | Lake Minchumina | 3511917.25 | Calculated Estimate | 13760305.58 | Report Estimate | 17272222.83 | 50 | Report Estimate | 444700 | Report Estimate | 1.0153 | reconnaissance | 63.8822 | -152.3658 | 1068
Larsen Bay | Kodiak | Larsen Bay (unnamed stream, site #1) | Unnamed Creek, 1 | 3.0491 | Larsen Bay | 1524540.243 | Calculated Estimate | 5624753.895 | Report Estimate | 7149294.138 | 364 | Report Estimate | 1352000 | Calculated Estimate | 0.42401 | reconnaissance | 57.5132 | -154.0473 | 1081
Larsen Bay | Kodiak | Larsen Bay (unnamed stream, site #3) | Unnamed Creek, 3 | 0.99804 | Larsen Bay | 499020.1673 | Calculated Estimate | 3731272.386 | Report Estimate | 4230292.553 | 154 | Report Estimate | 572000 | Calculated Estimate | 0.42401 | reconnaissance | 57.5481 | -154.0312 | 1084
Larsen Bay | Kodiak | Spiridon (Spiridon River) | Spiridon River | 15.8362 | Larsen Bay | 7918094.403 | Calculated Estimate | 275889575.3 | Calculated Estimate | 283807669.7 | 10000 | Report Estimate | 37142857.14 | Calculated Estimate | 0.42401 | reconnaissance | 57.6785 | -153.6507 | 1626
Manley Hot Springs | Yukon-Koyukuk/Upper Tanana | Manley Hot Springs (McCloud Ranch Creek) | McCloud Ranch Creek | 3.1903 | Manley Hot Springs | 1595160.09 | Calculated Estimate | 3711104.22 | Report Estimate | 5306264.309 | 37 | Report Estimate | 84000 | Report Estimate | 0.25916 | reconnaissance | 64.9827 | -150.713 | 1124
Metlakatla | Southeast | Collinson Creek (Moira Sound, unnamed stream) | Collinson Creek | 23.9645 | Metlakatla | 11982228.68 | Calculated Estimate | 425867.5254 | Calculated Estimate | 12408096.2 | 19 | Report Estimate | 72445.6519 | Calculated Estimate | 0.43527 | reconnaissance | 55.1107 | -132.1473 | 370
Metlakatla | Southeast | Kegan Creek | Kegan Creek | 25.7691 | Metlakatla | 12884546.1 | Calculated Estimate | 49310976.62 | Calculated Estimate | 62195522.73 | 2200 | Report Estimate | 8388443.902 | Calculated Estimate | 0.43527 | reconnaissance | 55.0221 | -132.1703 | 908
Metlakatla | Southeast | Melanson Lake (Melanson Creek) | Melanson Creek | 2.1109 | Metlakatla | 1055439.237 | Calculated Estimate | 6500083.282 | Calculated Estimate | 7555522.519 | 290 | Report Estimate | 1105749.423 | Calculated Estimate | 0.43527 | reconnaissance | 55.138 | -131.5231 | 1161
Metlakatla | Southeast | Myrtle Creek (Niblack Lake) | Myrtle Creek | 23.7251 | Metlakatla | 11862528.91 | Calculated Estimate | 53793792.68 | Calculated Estimate | 65656321.59 | 2400 | Report Estimate | 9151029.711 | Calculated Estimate | 0.43527 | reconnaissance | 55.0723 | -132.1364 | 1190
Metlakatla | Southeast | Paul Lake (Tunnel Creek) | Tunnel Creek | 21.8833 | Metlakatla | 10941643.7 | Calculated Estimate | 6724224.085 | Calculated Estimate | 17665867.78 | 300 | Report Estimate | 1143878.714 | Calculated Estimate | 0.43527 | reconnaissance | 55.1464 | -132.0933 | 1340
Metlakatla | Southeast | Tamgas Lake (Tamgas Creek) | Tamgas Creek | 4.4656 | Metlakatla | 2232809.31 | Calculated Estimate | 6724224.085 | Calculated Estimate | 8957033.395 | 300 | Report Estimate | 1143878.714 | Calculated Estimate | 0.43527 | reconnaissance | 55.058 | -131.5072 | 1732
Metlakatla | Southeast | Triangle Lake (Annette Island) | Triangle Lake | 7.0029 | Metlakatla | 3501449.198 | Calculated Estimate | 86509850.47 | Report Estimate | 90011299.67 | 2884.9212 | Calculated Estimate | 11000000 | Report Estimate | 0.43527 | feasibility | 55.1985 | -131.4636 | 1792
Metlakatla | Southeast | Weigle (Weigle Creek) | Weigle Creek | 26.0936 | Metlakatla | 13046788.77 | Calculated Estimate | 26896896.34 | Calculated Estimate | 39943685.11 | 1200 | Report Estimate | 4575514.855 | Calculated Estimate | 0.43527 | reconnaissance | 55.0641 | -132.1934 | 1930
Metlakatla | Southeast | Triangle Lake Hydroelectric Project |  |  | Metlakatla | [5 empty] | 5400 |  | 21700000 |  |  |  | 55.14 | -131.4672 | [6 empty] | 655
Naknek | Bristol Bay | Naknek (unnamed stream, site #1) | Unnamed Creek | 3.485 | Naknek | 1742506.569 | Calculated Estimate | 1169503.285 | Report Estimate | 2912009.854 | 2 | Report Estimate | 10619.7241 | Calculated Estimate | 0.60615 | reconnaissance | 58.7536 | -156.9482 | 1198
Nikolski | Aleutians | Nikolski (unnamed stream, site #2) | Unnamed Creek | 7.4749 | Nikolski | 3737460.626 | Calculated Estimate | 15133929.42 | Report Estimate | 18871390.04 | 1000 | Report Estimate | 5514602.096 | Calculated Estimate | 0.62952 | reconnaissance | 53.1029 | -168.7827 | 1247
Nikolski | Aleutians | Nikolski (unnamed stream, site #3) | Unnamed Creek | 5.2409 | Nikolski | 2620445.778 | Calculated Estimate | 6515804.017 | Report Estimate | 9136249.795 | 130 | Report Estimate | 716898.2724 | Calculated Estimate | 0.62952 | reconnaissance | 53.0088 | -168.6167 | 1248
Nikolski | Aleutians | Nikolski, Sheep Creek | Sheep Creek | 5.4646 | Nikolski | 2732292.745 | Calculated Estimate | 3167188.007 | Calculated Estimate | 5899480.752 | 120 | USACE 2015 | 661752.2515 | Calculated Estimate | 0.62952 | Reconnaissance | 52.9567 | -168.8497 | 2187
Nome | Bering Straits | Nome (Buster) | Buster Creek | 8.2152 | Nome | 4107591.657 | Calculated Estimate | 21094741.95 | Report Estimate | 25202333.6 | 534 | Report Estimate | 2035000 | Report Estimate | 0.43503 | reconnaissance | 64.599 | -165.2466 | 1255
Nome | Bering Straits | Nome (Buster Creek) | Buster Creek | 9.4 | Nome | 4700000 | Calculated Estimate | 5570520.046 | Calculated Estimate | 10270520.05 | 55 | Report Estimate | 189810.8756 | Calculated Estimate | 0.39396 | reconnaissance | 64.5567 | -165.1286 | 1263
Nome | Bering Straits | Nome (Osborn Creek) | Osborn Creek | 9.2 | Nome | 4600000 | Calculated Estimate | 15226912.43 | Report Estimate | 19826912.43 | 479 | Report Estimate | 1824000 | Report Estimate | 0.4347 | reconnaissance | 64.5567 | -165.1286 | 1264
Nome | Bering Straits | Nome (Penny River) | Penny River | 10.0619 | Nome | 5030936.393 | Calculated Estimate | 11889891.11 | Report Estimate | 16920827.5 | 219 | Report Estimate | 827000 | Report Estimate | 0.43108 | reconnaissance | 64.5856 | -165.6659 | 1265
Nome | Bering Straits | Nome (Nome River) | Nome River | 21 | Nome | 10500000 | Calculated Estimate | 31312851.36 | Report Estimate | 41812851.36 | 460 | Report Estimate | 1853600 | Report Estimate | 0.46 | Feasibility | 64.7651 | -165.2157 | 2272
Nome | Bering Straits | Nome (David Creek) | David Creek | 15 | Nome | 7500000 | Calculated Estimate | 27940252.91 | Report Estimate | 35440252.91 | 250 | Report Estimate | 1007400 | Report Estimate | 0.46 | Feasibility | 64.8471 | -165.2445 | 2284
Nome | Bering Straits | Nome (Sulphur Creek) | Sulphur Creek, aka Alfield Creek | 18 | Nome | 9000000 | Calculated Estimate | 20979120.66 | Report Estimate | 29979120.66 | 130 | Report Estimate | 523900 | Report Estimate | 0.46005 | Feasibility | 64.8143 | -165.2115 | 2285
Nulato | Yukon-Koyukuk/Upper Tanana | Koyukuk (East Tributary Nulato River) | Nulato River, East Tributary | 3.5496 | Nulato | 1774817.852 | Calculated Estimate | 21844870.69 | Report Estimate | 23619688.54 | 157 | Report Estimate | 440000 | Report Estimate | 0.31993 | reconnaissance | 64.8667 | -158.1667 | 1015
Nulato | Yukon-Koyukuk/Upper Tanana | Nulato (West Tributary Nulato River) | Nulato River, West Tributary | 5.6957 | Nulato | 2847841.247 | Calculated Estimate | 18451204.13 | Report Estimate | 21299045.38 | 166 | Report Estimate | 390000 | Report Estimate | 0.2682 | reconnaissance | 64.8667 | -158.3167 | 1285
Old Harbor | Kodiak | Old Harbor (Big Creek Tributary) | Big Creek, Tributary | 2.5745 | Old Harbor | 1287231.004 | Calculated Estimate | 3586564.479 | Calculated Estimate | 4873795.483 | 130 | Report Estimate | 482857.1429 | Calculated Estimate | 0.42401 | feasibility | 57.2497 | -153.289 | 1292
Old Harbor | Kodiak | Old Harbor (Big Creek, upper) | Big Creek, upper | 5.6998 | Old Harbor | 2849888.722 | Calculated Estimate | 62902823.17 | Calculated Estimate | 65752711.89 | 2280 | USACE 2015 | 8468571.429 | Calculated Estimate | 0.42401 | feasibility | 57.3023 | -153.3212 | 1293
Old Harbor | Kodiak | Old Harbor (Midway Creek) | Midway Creek | 3.0813 | Old Harbor | 1540640.886 | Calculated Estimate | 9885087.291 | Report Estimate | 11425728.18 | 340 | Report Estimate | 2798118 | Report Estimate | 0.93947 | reconnaissance | 57.2344 | -153.2528 | 1297
Old Harbor | Kodiak | Old Harbor (Ohiouzuk Creek, lower reach) | Ohiouzuk Creek, lower reach | 1.7998 | Old Harbor | 899887.9538 | Calculated Estimate | 2207116.602 | Calculated Estimate | 3107004.556 | 80 | Report Estimate | 297142.8571 | Calculated Estimate | 0.42401 | feasibility | 57.1941 | -153.3269 | 1302
Old Harbor | Kodiak | Old Harbor | Mountain Creek, tributary | 2.5125 | Old Harbor | 1256240.452 | Calculated Estimate | 8407814.918 | Report Estimate | 9664055.37 | 262 | Report Estimate | 3470000 | Report Estimate | 1.5119 | Feasibility | 57.2312 | -153.3178 | 2121
Old Harbor | Kodiak | Old Harbor Hydroelectric Project âˆ’Geotechnical Study and Final Design |  |  | Old Harbor | 0 | AEA Economical Analysis Round 9 | 9317500 | AEA Economical Analysis Round 9 |  | 262 | AEA Economical Analysis Round 9 | 1099551 | AEA Economical Analysis Round 9 |  | Design | 57.233 | -153.308 |  | 8370 |  |  |  | Run of River | 1221
Ouzinkie | Kodiak | Ouzinkie (unnamed stream, site #1) | Unnamed Creek, 1 | 1.1422 | Ouzinkie | 571082.3539 | Calculated Estimate | 11447209.54 | Report Estimate | 12018291.89 | 990 | Report Estimate | 3677142.857 | Calculated Estimate | 0.42401 | reconnaissance | 57.9204 | -152.4914 | 1328
Ouzinkie | Kodiak | Ouzinkie (unnamed stream, site #2) | Unnamed Creek 2 | 2.7216 | Ouzinkie | 1360819.559 | Calculated Estimate | 5307317.289 | Report Estimate | 6668136.848 | 220 | Report Estimate | 817142.8571 | Calculated Estimate | 0.42401 | reconnaissance | 57.9037 | -152.5237 | 1329
Railbelt | Railbelt | Fishhook Hydroelectric Construction | [14 empty] | 61.7579 | -149.2294
Pedro Bay | Bristol Bay | Pedro Bay (Canyon Creek) | Canyon Creek | 9.8077 | Pedro Bay | 4903871.376 | Calculated Estimate | 12321740.93 | Report Estimate | 17225612.3 | 100 | Report Estimate | 530986.2042 | Calculated Estimate | 0.60615 | reconnaissance | 59.8347 | -154.3692 | 1350
Pedro Bay | Bristol Bay | Pedro Bay (Knutson Creek) | Knutson Creek | 2.0748 | Pedro Bay | 1037395.056 | Calculated Estimate | 11662749.32 | Report Estimate | 12700144.38 | 100 | Report Estimate | 530986.2042 | Calculated Estimate | 0.60615 | reconnaissance | 59.8008 | -154.1545 | 1351
Pedro Bay | Bristol Bay | Knutson Creek | Knutson Creek | 2 | Pedro Bay | 1000000 | Calculated Estimate | 12389621.92 | Calculated Estimate | 13389621.92 | 200 | Report Estimate | 1668000 | Report Estimate | 0.95205 | reconnaissance | 59.8222 | -154.1112 | 2278
Pedro Bay | Bristol Bay | Knutson Creek Hydroelectric Project Design and Permitting | Knutson Creek | 1.2 | Pedro Bay |  | Knutson Creek Hydroelectric Feasibility Study | 3312000 | Knutson Creek Hydroelectric Feasibility Study | 4502000 | 200 | Knutson Creek Hydroelectric Feasibility Study | 1503700 | Knutson Creek Hydroelectric Feasibility Study |  | Feasibility | 59.7833 | -154.1 |  | 16600 |  |  | Yes | Run of River | 976 | 2013 | Road
Pelican | Southeast | Cann Creek (Lisianski Inlet) | Cann Creek | 2.0079 | Pelican | 1003971.288 | Calculated Estimate | 5850074.954 | Calculated Estimate | 6854046.242 | 261 | Report Estimate | 995174.4811 | Calculated Estimate | 0.43527 | reconnaissance | 57.9625 | -136.2705 | 220
Pelican | Southeast | Phonograph Creek (Pelican) | Phonograph Creek | 4.7537 | Pelican | 2376842.167 | Calculated Estimate | 26896896.34 | Calculated Estimate | 29273738.51 | 1200 | Report Estimate | 4575514.855 | Calculated Estimate | 0.43527 | reconnaissance | 57.9077 | -136.135 | 1370
Perryville | Bristol Bay | Perryvillle (unnamed stream, site #1) | Unnamed Creek, 1 | 8.8575 | Perryville | 4428774.308 | Calculated Estimate | 26414067.05 | Report Estimate | 30842841.36 | 4450 | Report Estimate | 23628886.09 | Calculated Estimate | 0.60615 | reconnaissance | 56.0519 | -159.216 | 1360
Perryville | Bristol Bay | Perryville | Unnamed Creek, 2 | 2.1064 | Perryville | 1053204.653 | Calculated Estimate | 24779243.84 | Calculated Estimate | 25832448.5 | 400 | Report Estimate | 2123944.817 | Calculated Estimate | 0.60615 | feasibility | 55.957 | -159.1208 | 1361
Petersburg | Southeast | Ruth Lake Hydroelectric Project |  |  | Petersburg | [11 empty] | 56.9741 | -132.7841 | [6 empty] | 430
Pope-Vannoy Landing | Bristol Bay | Kokhanok River | Kokhanok River | 7.9 | Pope-Vannoy Landing | 3950000 | Calculated Estimate | 16417912.12 | Report Estimate | 20367912.12 | 1039.3867 | Calculated Estimate | 5519000 | Report Estimate | 0.60615 | reconnaissance | 59.4603 | -154.3962 | 864
Pope-Vannoy Landing | Bristol Bay | Kirschner Lake | Kirschner Lake | 21.6517 | Pope-Vannoy Landing | 10825867.05 | Calculated Estimate | 4468127.11 | Report Estimate | 15293994.16 | 580 | Report Estimate | 5081000 | Report Estimate | 1 | reconnaissance | 59.4162 | -153.9121 | 957
Port Alexander | Southeast | Andean Lake (Andean Creek ) | Andean Creek | 8.5435 | Port Alexander | 4271740.852 | Calculated Estimate | 40121203.71 | Calculated Estimate | 44392944.56 | 1790 | Report Estimate | 6825142.993 | Calculated Estimate | 0.43527 | reconnaissance | 56.3289 | -134.793 | 53
Port Alexander | Southeast | Baturin Lake (Baturin Creek) | Baturin Lake | 13.5957 | Port Alexander | 6797835.03 | Calculated Estimate | 112070401.4 | Calculated Estimate | 118868236.4 | 5000 | Calculated Estimate | 19064645.23 | Calculated Estimate | 0.43527 | reconnaissance | 56.4089 | -134.8074 | 118
Port Alexander | Southeast | Conclusion Creek (Port Alexander/ Port Armstrong, 56.15', 143.41') | Conclusion Creek | 1.5098 | Port Alexander | 754893.3563 | Calculated Estimate | 3341437.958 | Report Estimate | 4096331.314 | 89.4326 | Calculated Estimate | 341000 | Report Estimate | 0.43527 | reconnaissance | 56.2479 | -134.6846 | 378
Port Alexander | Southeast | Borodino Lake (Big Port Walter, Falls Creek) | Falls Creek | 10.4878 | Port Alexander | 5243900.371 | Calculated Estimate | 1210360.335 | Calculated Estimate | 6454260.707 | 54 | USACE 2015 | 205898.1685 | Calculated Estimate | 0.43527 | reconnaissance | 56.3782 | -134.7309 | 602
Port Alexander | Southeast | Leona Lake (Port Alexander/ Port Armstrong, 56.16', 143.41') | Leona Lake | 2.9098 | Port Alexander | 1454918.53 | Calculated Estimate | 5523783.515 | Report Estimate | 6978702.045 | 520 | Report Estimate | 1040000 | Report Estimate | 0.22831 | reconnaissance | 56.2679 | -134.6992 | 1092
Port Alexander | Southeast | Lucy Lake (Port Lucy) | Port Lucy | 6.4551 | Port Alexander | 3227545.471 | Calculated Estimate | 20060601.85 | Calculated Estimate | 23288147.32 | 895 | Report Estimate | 3412571.496 | Calculated Estimate | 0.43527 | reconnaissance | 56.3222 | -134.7069 | 1112
Port Alexander | Southeast | Nakvassin Lake (Nakvassin Creek) | Nakvassin Creek | 15.0583 | Port Alexander | 7529158.9 | Calculated Estimate | 15689856.2 | Calculated Estimate | 23219015.1 | 700 | Report Estimate | 2669050.332 | Calculated Estimate | 0.43527 | reconnaissance | 56.4437 | -134.7437 | 1201
Port Alexander | Southeast | Osprey Lake (New Port Walter Creek) | New Port Walter Creek | 11.415 | Port Alexander | 5707491.968 | Calculated Estimate | 11207040.14 | Calculated Estimate | 16914532.11 | 500 | Report Estimate | 1906464.523 | Calculated Estimate | 0.43527 | reconnaissance | 56.3976 | -134.6631 | 1321
Port Alexander | Southeast | Sashin Lake (Sashin Creek) | SashinLake | 9.2366 | Port Alexander | 4618295.136 | Calculated Estimate | 35862528.45 | Calculated Estimate | 40480823.59 | 1600 | Report Estimate | 6100686.474 | Calculated Estimate | 0.43527 | reconnaissance | 56.3661 | -134.6769 | 1497
Port Alsworth | Bristol Bay | Lachbuna Lake | Lachbuna Lake | 19.8683 | Port Alsworth | 9934131.993 | Calculated Estimate | 316083167.8 | Report Estimate | 326017299.8 | 75000 | Report Estimate | 205000000 | Report Estimate | 0.31202 | reconnaissance | 60.3753 | -153.9633 | 1041
Port Alsworth | Bristol Bay | Port Alsworth Hydropower PreConstruction Phase | Tanalian Falls | 1.75 | Port Alsworth |  | Tanalian Falls Hydro Field Reconnaissance |  | Tanalian Falls Hydro Field Reconnaissance |  | 75 | Tanalian Falls Hydro Field Reconnaissance | 1169640 | Tanalian Falls Hydro Field Reconnaissance |  |  | 60.2025 | -154.3128 | [6 empty] | 1046 | 2013 | Road
Port Heiden | Bristol Bay | Landlocked Creek | Landlocked Creek | 17.2749 | Port Heiden | 8637458.802 | Calculated Estimate | 14162367.18 | Report Estimate | 22799825.98 | 1700 | Report Estimate | 7358000 | Report Estimate | 0.49409 | reconnaissance | 56.7156 | -158.5426 | 1075
Port Heiden | Bristol Bay | Port Heiden (Barabara Creek) | Barabara Creek | 3.9838 | Port Heiden | 1991889.939 | Calculated Estimate | 13399166.21 | Report Estimate | 15391056.15 | 640 | Report Estimate | 3398311.707 | Calculated Estimate | 0.60615 | reconnaissance | 56.9162 | -158.5226 | 1390
Port Heiden | Bristol Bay | Port Heiden (Reindeer Creek) | Reindeer Creek | 2.8333 | Port Heiden | 1416638.464 | Calculated Estimate | 15351122.88 | Report Estimate | 16767761.35 | 350 | Report Estimate | 1858451.715 | Calculated Estimate | 0.60615 | reconnaissance | 56.9988 | -158.5409 | 1391
Port Protection | Southeast | Flicker Creek (Point Baker / Point Protection, 56.20', 133.32') | Flicker Creek | 3.066 | Port Protection | 1532989.482 | Calculated Estimate | 7671921.549 | Report Estimate | 9204911.031 | 185 | Report Estimate | 259000 | Report Estimate | 0.15982 | reconnaissance | 56.3445 | -133.5313 | 620
Railbelt | Railbelt | Grant Lake Hydroelectric Project | Grant Creek |  | Railbelt | 0 | AEA Economical Analysis Round 9 | 58936366 | AEA Economical Analysis Round 9 |  | 5000 | AEA Economical Analysis Round 9 | 19500000 | AEA Economical Analysis Round 9 |  | Design | 60.48 | -149.32 |  |  | 200000 | No |  | Storage | 1225 | 2014 | Road
Railbelt | Railbelt | Hunter Creek Hydroelectric Project Feasibility Study | Hunter Creek | 14.9 | Railbelt | 2000000 | Hunter Creek Hydroelectric Reconnaissance Study | 23700000 | Hunter Creek Hydroelectric Reconnaissance Study | 31000000 | 7700 | Hunter Creek Hydroelectric Reconnaissance Study | 27100000 | Hunter Creek Hydroelectric Reconnaissance Study | 0.402 | Feasibility | 61.4382 | -148.8148 |  |  | 400000 | Yes | Yes | Run of River | 837 | 2013 | Road
Ruby | Yukon-Koyukuk/Upper Tanana | Galena and Ruby (Melozitna River, low head) | Melozitna River | 5.1649 | Ruby | 2582444.638 | Calculated Estimate | 1323080278 | Report Estimate | 1325662722 | 64000 | USACE 2015 | 87600000 | Report Estimate | 0.15625 | reconnaissance | 64.7918 | -155.5648 | 643
Ruby | Yukon-Koyukuk/Upper Tanana | Ruby (Grayling Creek) | Grayling Creek | 8.5783 | Ruby | 4289134.111 | Calculated Estimate | 10574712.11 | Report Estimate | 14863846.23 | 200 | Report Estimate | 628993.5454 | Calculated Estimate | 0.35901 | reconnaissance | 64.8301 | -155.6445 | 1465
Russian Mission | Lower Yukon-Kuskokwim | Russian Mission | Unnamed Creek, 5 | 1.5916 | Russian Mission | 795780.3954 | Calculated Estimate | 20511450.06 | Calculated Estimate | 21307230.46 | 230 | Report Estimate | 1200000 | Report Estimate | 0.59559 | reconnaissance | 61.785 | -161.3202 | 1470
Sand Point | Aleutians | Sand Point | Humbolt Creek | 2.0213 | Sand Point | 1010656.281 | Calculated Estimate | 5686957.35 | Report Estimate | 6697613.631 | 70 | Report Estimate | 303000 | Report Estimate | 0.49413 | Reconnaissance | 55.3425 | -160.4864 | 1490
Sand Point | Aleutians | Sand Point (unnamed stream, site #2) | Unnamed creek | 1.9946 | Sand Point | 997307.6146 | Calculated Estimate | 2196995.457 | Report Estimate | 3194303.072 | 39 | Report Estimate | 215069.4817 | Calculated Estimate | 0.62952 | reconnaissance | 55.309 | -160.4337 | 1494
Scammon Bay | Lower Yukon-Kuskokwim | Scammon Bay Hydroelectric Project |  | 0 | Scammon Bay | 0 | AEA Economical Analysis Round 9 | 4283056 | AEA Economical Analysis Round 9 |  | 188 | AEA Economical Analysis Round 9 | 717274 | AEA Economical Analysis Round 9 |  | Feasibility | 61.8215 | -165.9087 | [5 empty] | Run of River | 1235
Railbelt | Railbelt | Fourth of July Creek Hydroelectric Project Design and Permitting | Fourth of July Creek | 2 | Seward |  | Fourth of July Creek Hydroelectric Project Reconnaissance Study and Initial Feasibility Assessment | 21600000 | Fourth of July Creek Hydroelectric Project Reconnaissance Study and Initial Feasibility Assessment | 49100000 | 5400 | Fourth of July Creek Hydroelectric Project Reconnaissance Study and Initial Feasibility Assessment | 21700000 | Fourth of July Creek Hydroelectric Project Reconnaissance Study and Initial Feasibility Assessment | 0.47 | Feasibility | 60.0988 | -149.2983 |  |  |  | Yes | Yes | Run of River | 895 | 2009 | Road
Shungnak | Northwest Arctic | Cosmos Creek | Cosmos Creek | 6.4897 | Shungnak | 3244838.81 | Calculated Estimate | 17803684.72 | Report Estimate | 21048523.53 | 950 | Report Estimate | 3660523 | Report Estimate | 0.43986 | reconnaissance | 66.9802 | -157.1902 | 2003
Shungnak | Northwest Arctic | Shungnak River | Shungnak River | 10.0172 | Shungnak | 5008616.982 | Calculated Estimate | 73051337.35 | Report Estimate | 78059954.33 | 5586.6528 | Calculated Estimate | 19900000 | Report Estimate | 0.40663 | reconnaissance | 67.0278 | -157.2488 | 2007
Sitka | Southeast | Baranof Lake | Baranof Lake | 12.3744 | Sitka City and Borough | 6187189.526 | Calculated Estimate | 64662856.33 | Calculated Estimate | 70850045.86 | 2884.9212 | Calculated Estimate | 11000000 | Report Estimate | 0.43527 | reconnaissance | 57.0873 | -134.8422 | 114
Sitka | Southeast | Bill D Short (Baranof River) | Baranof Lake | 8.8665 | Sitka City and Borough | 4433252.9 | Calculated Estimate | 67242.2409 | Calculated Estimate | 4500495.141 | 3 | Report Estimate | 11438.7871 | Calculated Estimate | 0.43527 | reconnaissance | 57.068 | -134.9318 | 116
Sitka | Southeast | Carbon Lake | Carbon Lake | 12.2441 | Sitka City and Borough | 6122052.559 | Calculated Estimate | 211891968.6 | Report Estimate | 218014021.1 | 11461.0053 | Calculated Estimate | 43700000 | Report Estimate | 0.43527 | reconnaissance | 57.025 | -134.7967 | 239
Sitka | Southeast | Swan Lake 1 (Cascade Creek) | Cascade Creek | 0.57324 | Sitka City and Borough | 286621.8938 | Calculated Estimate | 487506246.2 | Calculated Estimate | 487792868.1 | 21750 | Report Estimate | 82931206.75 | Calculated Estimate | 0.43527 | reconnaissance | 57.0768 | -135.3561 | 253
Sitka | Southeast | Four Falls Lake | Four Falls Lake | 13.4085 | Sitka City and Borough | 6704232.958 | Calculated Estimate | 16253943.27 | Report Estimate | 22958176.23 | 6892.3391 | Calculated Estimate | 26280000 | Report Estimate | 0.43527 | feasibility | 57.0004 | -134.7591 | 629
Sitka | Southeast | Hidden Falls Creek (Kasnyku Bay) | Hidden Falls Lake | 16.3077 | Sitka City and Borough | 8153844.95 | Calculated Estimate | 6724224.085 | Calculated Estimate | 14878069.03 | 300 | Report Estimate | 1143878.714 | Calculated Estimate | 0.43527 | reconnaissance | 57.2157 | -134.8765 | 782
Sitka | Southeast | Kasnyku Lake (Waterfall Cove) | Kasnyku Lake | 15.8021 | Sitka City and Borough | 7901052.634 | Calculated Estimate | 50140297.59 | Calculated Estimate | 58041350.23 | 2237 | Report Estimate | 8529522.276 | Calculated Estimate | 0.43527 | reconnaissance | 57.1864 | -134.8524 | 903
Sitka | Southeast | Kelp Lake | Kelp Lake | 15.6308 | Sitka City and Borough | 7815394.48 | Calculated Estimate | 387977138 | Calculated Estimate | 395792532.5 | 17309.5275 | Calculated Estimate | 66000000 | Report Estimate | 0.43527 | reconnaissance | 57.3247 | -135.1245 | 913
Sitka | Southeast | Lake Irina | Lake Irina | 5.7385 | Sitka City and Borough | 2869227.267 | Calculated Estimate | 10205308.43 | Report Estimate | 13074535.7 | 4112.3241 | Calculated Estimate | 15680000 | Report Estimate | 0.43527 | feasibility | 56.9056 | -135.1406 | 1061
Sitka | Southeast | Medvejia Lake (unnamed stream) | Unnamed Creek | 0.58413 | Sitka City and Borough | 292062.7658 | Calculated Estimate | 17931264.23 | Calculated Estimate | 18223326.99 | 800 | Report Estimate | 3050343.237 | Calculated Estimate | 0.43527 | reconnaissance | 57.0189 | -135.1342 | 1149
Sitka | Southeast | Milk Lake | Milk Lake | 12.6145 | Sitka City and Borough | 6307235.161 | Calculated Estimate | 193988569 | Calculated Estimate | 200295804.2 | 8654.7637 | Calculated Estimate | 33000000 | Report Estimate | 0.43527 | reconnaissance | 56.984 | -134.7795 | 1171
Sitka | Southeast | Nelson Lakes | Nelson Lakes | 14.1711 | Sitka City and Borough | 7085553.227 | Calculated Estimate | 89656321.13 | Calculated Estimate | 96741874.36 | 4000 | Report Estimate | 15251716.18 | Calculated Estimate | 0.43527 | reconnaissance | 56.9452 | -134.7463 | 1216
Sitka | Southeast | Redoubt Lake (unnamed cascade) | Unnamed Creek | 9.5353 | Sitka City and Borough | 4767648.22 | Calculated Estimate | 8965632.113 | Calculated Estimate | 13733280.33 | 400 | Report Estimate | 1525171.618 | Calculated Estimate | 0.43527 | reconnaissance | 56.8855 | -135.2941 | 1433
Sitka | Southeast | Waxman (Waxman Creek) | Waxman Creek | 12.9628 | Sitka City and Borough | 6481419.442 | Calculated Estimate | 20172672.26 | Calculated Estimate | 26654091.7 | 900 | Report Estimate | 3431636.142 | Calculated Estimate | 0.43527 | reconnaissance | 57.0945 | -134.8323 | 1928
Sitka | Southeast | Takatz Lake (Sitka) | Takatz Creek | 13.4777 | Sitka City and Borough | 6738844.645 | Calculated Estimate | 565505146.8 | Report Estimate | 572243991.4 | 27200 | USACE 2015 | 103711670.1 | Calculated Estimate | 0.43527 | feasibility | 57.1374 | -134.8699 | 2050
Sitka | Southeast | Takatz Lake Hydroelectric Feasibility Analysis | Takatz Lake | 18 | Sitka | 40000000 | Takatz Lake Hydroelectric Feasibility Analysis | 298000000 | Takatz Lake Hydroelectric Feasibility Analysis | 436000000 | 27800 | Takatz Lake Hydroelectric Feasibility Analysis | 102600000 | Takatz Lake Hydroelectric Feasibility Analysis |  | Feasibility | 57.1374 | -134.8699 | [6 empty] | 603 | 2014 | Marine
Skagway | Southeast | Burro Creek Hydro Feasibility Study | Burro Creek | 2.2 | Skagway | 2000000 |  | 10000000 |  |  | 3400 |  | 13127000 |  | 0.44 | Feasibility | 59.4357 | -135.3749 |  |  |  | Yes | No | Run of River | 42 | 2011 | Marine
Slana | Copper River/Chugach | Mentasta Lake (right tributary of Slana River) | Slana River, Tributary | 11.2113 | Mentasta Lake | 5605652.97 | Calculated Estimate | 6152224.743 | Report Estimate | 11757877.71 | 84 | Report Estimate | 287000 | Report Estimate | 0.39003 | reconnaissance | 62.9025 | -143.7454 | 1162
Slana | Copper River/Chugach | Carlson Creek | Carlson Creek | 1.1 | Slana | 550000 | Calculated Estimate | 24476552.29 | Report Estimate | 25026552.29 | 325 | Report Estimate | 1473621.87 | Calculated Estimate | 0.51761 | feasibility | 62.7667 | -143.8333 | 2287
Slana | Southeast | Carlson Creek Hydroelectric Project | Carlson Creek | 6 | Slana, Mentasta, Chistochina | 87000 | Carlson Creek Hydroelectric Project Preliminary Feasibility Evaluation | 7484000 | Carlson Creek Hydroelectric Project Preliminary Feasibility Evaluation | 11114000 | 200 | Carlson Creek Hydroelectric Project Preliminary Feasibility Evaluation | 860000 | Carlson Creek Hydroelectric Project Preliminary Feasibility Evaluation |  |  | 62.7662 | -143.846 |  |  |  |  | No | Run of River | 626 | 2011 | Marine
Railbelt | Railbelt | Eska Creek Hydroelectric Project | Eska Creek |  | Sutton |  | Eska Creek Preliminary Feasibility Analysis | 6190000 | Eska Creek Preliminary Feasibility Analysis | 7210000 | 1800 | Eska Creek Preliminary Feasibility Analysis | 7720000 | Eska Creek Preliminary Feasibility Analysis |  | Feasibility | 61.74 | -148.9084 |  |  |  |  | No | Run of River | 676 | 2013
Takotna | Yukon-Koyukuk/Upper Tanana | Takotna (Ganes Creek) | Ganes Creek | 14.8839 | Takotna | 7441960.968 | Calculated Estimate | 301635881.4 | Report Estimate | 309077842.3 | 1200 | Report Estimate | 2838000 | Report Estimate | 0.26998 | reconnaissance | 62.9418 | -156.5477 | 1314
Takotna | Yukon-Koyukuk/Upper Tanana | Ophir (O-4, not identified) | Unnamed Creek, O-4 | 8.3738 | Takotna | 4186912.682 | Calculated Estimate | 90700442.21 | Calculated Estimate | 94887354.89 | 880 | Report Estimate | 4608000 | Report Estimate | 0.59776 | reconnaissance | 63.1447 | -156.5194 | 1316
Takotna | Yukon-Koyukuk/Upper Tanana | Takotna (Gold Creek) | Gold Creek | 0.76338 | Takotna | 381690.7092 | Calculated Estimate | 521074.75 | Report Estimate | 902765.4593 | 20 | Report Estimate | 67506 | Report Estimate | 0.38531 | feasibility | 62.9886 | -156.0641 | 1722
Tanacross | Yukon-Koyukuk/Upper Tanana | Yerrick Creek Hydropower Project: Construction | Yerrick Creek |  | Tanacross | 0 | AEA Economical Analysis Round 9 | 20744264 | AEA Economical Analysis Round 9 | 20744264 | 1500 | AEA Economical Analysis Round 9 | 4900000 | AEA Economical Analysis Round 9 | 0.771 | Design | 63.3781 | -143.6067 | [5 empty] | Run of River | 1207 | 2014
Tatitlek | Copper River/Chugach | Valdez, Tatitlek (Indian Creek) | Indian Creek | 4.4317 | Tatitlek | 2215843.583 | Calculated Estimate | 8074942.242 | Report Estimate | 10290785.82 | 128 | Report Estimate | 617000 | Report Estimate | 0.55026 | reconnaissance | 60.956 | -146.6243 | 1905
Tatitlek | Copper River/Chugach | Cordova (Silver Lake) | Silver Lake | 6.2246 | Tatitlek | 3112296.844 | Calculated Estimate | 576475091.5 | Calculated Estimate | 579587388.3 | 15000 | USACE 2015 | 68013317.07 | Calculated Estimate | 0.51761 | feasibility | 60.9495 | -146.5285 | 2142
Teller | Bering Straits | Brevig Mission (Teller, Main Stem Bluestone River) | Bluestone River | 10.6262 | Teller | 5313101.787 | Calculated Estimate | 16183712.16 | Report Estimate | 21496813.95 | 276 | Report Estimate | 581000 | Report Estimate | 0.24031 | reconnaissance | 65.1213 | -166.1833 | 198
Teller | Bering Straits | Nome (Tuksuk Channel) | Tuksuk Channel | 11.9546 | Teller | 5977316.521 | Calculated Estimate | 8481496588 | Calculated Estimate | 8487473905 | 83741.2501 | Calculated Estimate | 289000000 | Report Estimate | 0.39396 | reconnaissance | 65.1757 | -165.984 | 1267
Tenakee Springs | Southeast | Harley Creek (Tenakee Springs) | Harley Creek | 1.7426 | Tenakee Springs | 871317.797 | Calculated Estimate | 5939731.275 | Calculated Estimate | 6811049.072 | 265 | USACE 2015 | 1010426.197 | Calculated Estimate | 0.43527 | reconnaissance | 57.7869 | -135.0893 | 758
Tenakee Springs | Southeast | Kook Lake (Kook Creek) | Kook Creek | 11.0241 | Tenakee Springs | 5512037.259 | Calculated Estimate | 15689856.2 | Calculated Estimate | 21201893.46 | 700 | Report Estimate | 2669050.332 | Calculated Estimate | 0.43527 | reconnaissance | 57.6656 | -134.9561 | 994
Tenakee Springs | Southeast | Lake Florence (Florence Creek) | Florence Creek | 15.9993 | Tenakee Springs | 7999645.645 | Calculated Estimate | 49310976.62 | Calculated Estimate | 57310622.27 | 2200 | Report Estimate | 8388443.902 | Calculated Estimate | 0.43527 | reconnaissance | 57.8063 | -134.7093 | 1058
Tenakee Springs | Southeast | Kathleen Creek (Lake Kathleen) | Kethleen Creek | 18.3113 | Tenakee Springs | 9155646.002 | Calculated Estimate | 224140802.8 | Calculated Estimate | 233296448.8 | 10000 | Report Estimate | 48000000 | Report Estimate | 0.54795 | reconnaissance | 57.9044 | -134.6953 | 1066
Tenakee Springs | Southeast | Sitkoh Creek | Sitkoh Creek | 20 | Angoon | 10000000 | Calculated Estimate | 13809458.79 | Report Estimate | 23809458.79 | 725 | USACE 2015 | 2764373.558 | Calculated Estimate | 0.43527 | reconnaissance | 57.5198 | -134.982 | 1592
Tenakee Springs | Southeast | Indian River Hydroelectric Project - Construction | Indian River |  | Tenakee Springs |  | AEA Economical Analysis Round 9 | 5473280 | AEA Economical Analysis Round 9 |  | 180 | AEA Economical Analysis Round 9 | 350492 | AEA Economical Analysis Round 9 |  | Construction | 57.7919 | -135.1942 |  | 6500 |  |  |  | Run of River | 1249
Togiak | Bristol Bay | Togiak (Kurtluk River) | Kurtluk River | 1.996 | Togiak | 997981.3511 | Calculated Estimate | 15315764.39 | Report Estimate | 16313745.74 | 340 | USACE 2015 | 1805353.094 | Calculated Estimate | 0.60615 | reconnaissance | 59.0378 | -160.4871 | 1767
Togiak | Bristol Bay | Togiak (Quigmy River) | Quigmy River | 10.0417 | Togiak | 5020831.705 | Calculated Estimate | 26761583.35 | Calculated Estimate | 31782415.05 | 432 | USACE 2015 | 2293860.402 | Calculated Estimate | 0.60615 | reconnaissance | 59.0253 | -160.7108 | 1775
Tok | Yukon-Koyukuk/Upper Tanana | Dot Lake (Bear Creek) | Bear Creek | 2.1296 | Dot Lake Village | 1064780.608 | Calculated Estimate | 21175811.48 | Report Estimate | 22240592.08 | 699 | Report Estimate | 1837000 | Report Estimate | 0.3 | reconnaissance | 63.66 | -143.9471 | 538
Tok | Yukon-Koyukuk/Upper Tanana | Tetlin, Last Tetlin Village (Mice Creek) | Mice Creek | 15.997 | Tetlin | 7998481.368 | Calculated Estimate | 15636217.31 | Report Estimate | 23634698.68 | 117 | Report Estimate | 369000 | Report Estimate | 0.36003 | reconnaissance | 62.9655 | -142.8016 | 1753
Tok | Yukon-Koyukuk/Upper Tanana | Tok (Clearwater Creek) | Clearwater Creek | 12.8654 | Mentasta Lake | 6432693.687 | Calculated Estimate | 23402487.99 | Report Estimate | 29835181.68 | 412 | Report Estimate | 1119000 | Report Estimate | 0.31005 | reconnaissance | 63.1513 | -143.1982 | 1777
Tok | Yukon-Koyukuk/Upper Tanana | Cathedral Rapids | Cathedral Rapids | 1.208 | Tanacross | 603993.5244 | Calculated Estimate | 149533800.3 | Report Estimate | 150137793.8 | 16693.3351 | Calculated Estimate | 52500000 | Report Estimate | 0.35901 | reconnaissance | 63.3887 | -143.7329 | 2060
Tok | Yukon-Koyukuk/Upper Tanana | Yerrick Creek | Yerrick Creek | 1.2246 | Tanacross | 612323.2918 | Calculated Estimate | 160585607.6 | Calculated Estimate | 161197930.8 | 1558.0446 | Calculated Estimate | 4900000 | Report Estimate | 0.35901 | feasibility | 63.3781 | -143.6067 | 2061
Toksook Bay | Lower Yukon-Kuskokwim | Tununak (stream 3 mi E of) | Unnamed Creek, 3 mi NE of Tanunak | 3.2475 | Tununak | 1623746.147 | Calculated Estimate | 2746547.915 | Report Estimate | 4370294.062 | 65 | Report Estimate | 170820 | Report Estimate | 0.3 | reconnaissance | 60.5709 | -165.1784 | 1740
Ugashik | Bristol Bay | Hot Springs Creek | Hot Springs Creek | 22.895 | Ugashik | 11447480.18 | Calculated Estimate | 29920494.04 | Report Estimate | 41367974.23 | 3300 | Report Estimate | 14454000 | Report Estimate | 0.5 | reconnaissance | 57.6675 | -156.3789 | 815
Ugashik | Bristol Bay | Pilot Point (unnamed stream, site #1) | Unnamed Creek | 14.4661 | Ugashik | 7233052.278 | Calculated Estimate | 5123538.202 | Report Estimate | 12356590.48 | 47 | Report Estimate | 249563.516 | Calculated Estimate | 0.60615 | reconnaissance | 57.4632 | -157.1782 | 1374
Ugashik | Bristol Bay | Ugashik Lakes (Ugashik River) | Ugashik River | 5.8466 | Ugashik | 2923275.69 | Calculated Estimate | 371688657.6 | Calculated Estimate | 374611933.3 | 6000 | Report Estimate | 30000000 | Report Estimate | 0.57078 | reconnaissance | 57.5631 | -156.9986 | 1841
Unalakleet | Bering Straits | Unalakleet (East Fork of South River) | South River, East Fork | 4.8761 | Unalakleet | 2438026.257 | Calculated Estimate | 76342074.41 | Report Estimate | 78780100.67 | 825 | Report Estimate | 3311000 | Report Estimate | 0.45814 | reconnaissance | 63.8653 | -160.6504 | 1846
Unalaska | Aleutians | Unalaska (Shaishnikof River) | Shaishnikof River | 7.0069 | Unalaska | 3503459.671 | Calculated Estimate | 16785156.67 | Report Estimate | 20288616.34 | 700 | Report Estimate | 3114000 | Report Estimate | 0.50783 | reconnaissance | 53.8262 | -166.6094 | 1853
Unalaska | Aleutians | Pyramid Creek Hydroelectric Project | Pyramid Creek | 4.8814 | Unalaska | 2440691.833 | Calculated Estimate | 4161482.523 | Report Estimate | 6602174.356 | 600 | Report Estimate | 2570033 | Report Estimate | 0.48897 | feasibility | 53.8494 | -166.5677 | 2152
Unalaska | Aleutians | Unalaska Water Treatment Plant Inline Micro Turbines |  |  | Unalaska | 0 | AEA Economical Analysis Round 9 | 1340000 | AEA Economical Analysis Round 9 |  | 64 | AEA Economical Analysis Round 9 | 280000 | AEA Economical Analysis Round 9 |  | Feasibility | [7 empty] | Run of River | 1201
Whale Pass | Southeast | Neck Lake Hydropower Project: Phases II-III | Neck Lake Outlet |  | Whale Pass | 0 | AEA Economical Analysis Round 9 | 3016475 | AEA Economical Analysis Round 9 |  | 124 | AEA Economical Analysis Round 9 | 300000 | AEA Economical Analysis Round 9 |  | Feasibility | 56.0981 | -133.1399 |  |  |  | No |  | Storage | 1205 | 2010
Railbelt | Railbelt | Whittier Creek Hydroelectric Reconnaissance | Whittier Creek |  | Whittier | [11 empty] | 60.7694 | -148.688 |  |  |  |  | No |  | 48 | 2011
Yakutat | Southeast | Lake Redfield | Lake Redfield | 6.2984 | Yakutat | 3149182.751 | Calculated Estimate | 33621120.43 | Calculated Estimate | 36770303.18 | 1500 | Report Estimate | 3700000 | Report Estimate | 0.28158 | reconnaissance | 59.6491 | -139.5484 | 2057

## Sheet1
Community/Power Line
Alcan Border | insufficient data
Allakaket | ?????
Bettles
Cordova
Dillingham
Eagle
Edna Bay
Haines
Hobart Bay
Hyder
Iliamna
Ivanof Bay
Ketchikan
Kobuk
Kodiak
Lake Minchumina
Naknek
Petersburg
Pope-Vannoy Landing
Port Protection
Railbelt
Ugashik