## Output to Model
Community | Wind class to Model (within 1 mile) | High Turbulence (Y/N) | Phase | Proposed Capacity (kW) | Proposed Generation (kWh) | Distance to Resource (ft) | Generation Capital Cost | Transmission CAPEX | Operational Costs / year | Expected years to operation | Identified Reason for not pursuing project | Data Source (report reference) | Project Name | Lat/Long (decimal degrees)
Adak | 6 | N | Reconnaissance | N/A | N/A | N/A | N/A | N/A | N/A | N/A |  | NREL Wind Map
Akhiok | 6 | N | Reconnaissance | N/A | N/A | N/A | N/A | N/A | N/A | N/A |  | NREL Wind Map
Akiachak | 3 | N | Feasibility | 0 | 0 | 0 | 0 | 0 | 0 | 0 |  | REF Project
Akiak | 1 | N | Reconnaissance | N/A | N/A | N/A | N/A | N/A | N/A | N/A |  | NREL Wind Map
Akutan | 7 | N | Reconnaissance | N/A | N/A | N/A | N/A | N/A | N/A | N/A |  | NREL Wind Map
Alakanuk | 4 | N | Operatonal | N/A | N/A | N/A | N/A | N/A | N/A | N/A |  | Regional Planners
Alatna | 1 | N | Reconnaissance | N/A | N/A | N/A | N/A | N/A | N/A | N/A |  | NREL Wind Map
Alcan Border | 1 | N | Reconnaissance | N/A | N/A | N/A | N/A | N/A | N/A | N/A |  | NREL Wind Map
Aleknagik | 1 | N | Reconnaissance | N/A | N/A | N/A | N/A | N/A | N/A | N/A |  | NREL Wind Map
Aleneva | 3 | N | Reconnaissance | N/A | N/A | N/A | N/A | N/A | N/A | N/A |  | NREL Wind Map
Allakaket | 1 | N | Reconnaissance | N/A | N/A | N/A | N/A | N/A | N/A | N/A |  | NREL Wind Map
Ambler | 1 | N | Reconnaissance | N/A | N/A | N/A | N/A | N/A | N/A | N/A |  | NREL Wind Map
Anaktuvuk Pass | 1 | N | Reconnaissance | N/A | N/A | N/A | N/A | N/A | N/A | N/A |  | NREL Wind Map
Anchor Point | 2 | N | Reconnaissance | N/A | N/A | N/A | N/A | N/A | N/A | N/A |  | NREL Wind Map
Anchorage | 1 | N | Reconnaissance | N/A | N/A | N/A | N/A | N/A | N/A | N/A |  | NREL Wind Map
Anderson | 1 | N | Reconnaissance | N/A | N/A | N/A | N/A | N/A | N/A | N/A |  | NREL Wind Map
Angoon | 1 | N | Reconnaissance | N/A | N/A | N/A | N/A | N/A | N/A | N/A |  | NREL Wind Map
Aniak | 1 | N | Reconnaissance | N/A | N/A | N/A | N/A | N/A | N/A | N/A |  | NREL Wind Map
Anvik | 1 | N | Reconnaissance | N/A | N/A | N/A | N/A | N/A | N/A | N/A |  | NREL Wind Map
Arctic Village | 1 | N | Reconnaissance | N/A | N/A | N/A | N/A | N/A | N/A | N/A |  | NREL Wind Map
Atka | 6 | N | Reconnaissance | N/A | N/A | N/A | N/A | N/A | N/A | N/A |  | NREL Wind Map
Atmautluak | 5 | N | Reconnaissance | N/A | N/A | N/A | N/A | N/A | N/A | N/A |  | AEA 30-m met tower
Atqasuk | 2 | N | Reconnaissance | N/A | N/A | N/A | N/A | N/A | N/A | N/A |  | NREL Wind Map
Attu Station | 7 | N | Reconnaissance | N/A | N/A | N/A | N/A | N/A | N/A | N/A |  | NREL Wind Map
Badger | 1 | N | Reconnaissance | N/A | N/A | N/A | N/A | N/A | N/A | N/A |  | NREL Wind Map
Barrow | 3 | N | Reconnaissance | N/A | N/A | N/A | N/A | N/A | N/A | N/A |  | NREL Wind Map
Bear Creek | 4 | N | Reconnaissance | N/A | N/A | N/A | N/A | N/A | N/A | N/A |  | NREL Wind Map
Beaver | 1 | N | Reconnaissance | N/A | N/A | N/A | N/A | N/A | N/A | N/A |  | NREL Wind Map
Beluga | 1 | N | Reconnaissance | N/A | N/A | N/A | N/A | N/A | N/A | N/A |  | NREL Wind Map
Bethel | 4 | N | Feasibility | 100 | 916584 | 0 | 3197985 | 0 | 0 | 0 |  | AEA 30-m met tower
Bettles | 1 | N | Reconnaissance | N/A | N/A | N/A | N/A | N/A | N/A | N/A |  | NREL Wind Map
Big Delta | 1 | N | Reconnaissance | N/A | N/A | N/A | N/A | N/A | N/A | N/A |  | NREL Wind Map
Big Lake | 1 | N | Reconnaissance | N/A | N/A | N/A | N/A | N/A | N/A | N/A |  | NREL Wind Map
Birch Creek | 1 | N | Reconnaissance | N/A | N/A | N/A | N/A | N/A | N/A | N/A |  | NREL Wind Map
Brevig Mission | 4 | N | Reconnaissance | N/A | N/A | N/A | N/A | N/A | N/A | N/A |  | NREL Wind Map
Buckland | 3 | N | Feasibility | 200 | 466826 | 26800 | 3365000 | 1000000 | 0 | 2 |  | REF Project | 65.964132, -161.284185 | Buckland Draft CDR H:\AEEE Shared Files\Wind\_RStromberg Computer Dump\Buck Deer Noor\Buckland
Buffalo Soapstone | 1 | N | Reconnaissance | N/A | N/A | N/A | N/A | N/A | N/A | N/A |  | NREL Wind Map
Butte | 2 | N | Reconnaissance | N/A | N/A | N/A | N/A | N/A | N/A | N/A |  | NREL Wind Map
Cantwell | 1 | N | Reconnaissance | N/A | N/A | N/A | N/A | N/A | N/A | N/A |  | NREL Wind Map
Central | 1 | N | Reconnaissance | N/A | N/A | N/A | N/A | N/A | N/A | N/A |  | NREL Wind Map
Chalkyitsik | 1 | N | Reconnaissance | N/A | N/A | N/A | N/A | N/A | N/A | N/A |  | NREL Wind Map
Chase | 1 | N | Reconnaissance | N/A | N/A | N/A | N/A | N/A | N/A | N/A |  | NREL Wind Map
Chefornak | 4 | N | 0 | 0 | 0 | 0 | 0 | 0 | 0 | 0 |  | NREL Wind Map
Chena Ridge | 4 | N | Reconnaissance | N/A | N/A | N/A | N/A | N/A | N/A | N/A |  | NREL Wind Map
Chenega Bay | 3 | N | Reconnaissance | N/A | N/A | N/A | N/A | N/A | N/A | N/A |  | NREL Wind Map
Chevak | 6 | N | Operatonal | N/A | N/A | N/A | N/A | N/A | N/A | N/A |  | AEA 30-m met tower
Chickaloon | 1 | N | Reconnaissance | N/A | N/A | N/A | N/A | N/A | N/A | N/A |  | NREL Wind Map
Chicken | 1 | N | Reconnaissance | N/A | N/A | N/A | N/A | N/A | N/A | N/A |  | NREL Wind Map
Chignik | 5 | Y | Reconnaissance | N/A | N/A | N/A | N/A | N/A | N/A | N/A |  | AEA 30-m met tower
Chignik Lagoon | 5 | N | Reconnaissance | N/A | N/A | N/A | N/A | N/A | N/A | N/A |  | NREL Wind Map
Chignik Lake | 5 | N | Reconnaissance | 0 | 0 | 0 | 0 | 0 | 0 | 0 |  | NREL Wind Map
Chiniak | 5 | N | Reconnaissance | N/A | N/A | N/A | N/A | N/A | N/A | N/A |  | NREL Wind Map
Chisana | 1 | N | Feasibility | 0 | 0 | 0 | 0 | 0 | 0 | 0 |  | NREL Wind Map
Chistochina | 1 | N | Reconnaissance | N/A | N/A | N/A | N/A | N/A | N/A | N/A |  | NREL Wind Map
Chitina | 1 | N | Reconnaissance | N/A | N/A | N/A | N/A | N/A | N/A | N/A |  | NREL Wind Map
Chuathbaluk | 1 | N | Reconnaissance | N/A | N/A | N/A | N/A | N/A | N/A | N/A |  | NREL Wind Map
Circle | 1 | N | Reconnaissance | N/A | N/A | N/A | N/A | N/A | N/A | N/A |  | NREL Wind Map
Clam Gulch | 1 | N | Reconnaissance | N/A | N/A | N/A | N/A | N/A | N/A | N/A |  | NREL Wind Map
Clark's Point | 4 | N | Reconnaissance | N/A | N/A | N/A | N/A | N/A | N/A | N/A |  | AEA 30-m met tower
Coffman Cove | 2 | N | Reconnaissance | N/A | N/A | N/A | N/A | N/A | N/A | N/A |  | NREL Wind Map
Cohoe | 1 | N | Reconnaissance | N/A | N/A | N/A | N/A | N/A | N/A | N/A |  | NREL Wind Map
Cold Bay | 6 | N | 0 | 0 | 0 | 0 | 0 | 0 | 0 | 0 |  | NREL Wind Map
Coldfoot | 1 | N | Reconnaissance | N/A | N/A | N/A | N/A | N/A | N/A | N/A |  | NREL Wind Map
College | 1 | N | Reconnaissance | N/A | N/A | N/A | N/A | N/A | N/A | N/A |  | NREL Wind Map
Cooper Landing | 1 | N | Reconnaissance | N/A | N/A | N/A | N/A | N/A | N/A | N/A |  | NREL Wind Map
Copper Center | 1 | N | Reconnaissance | N/A | N/A | N/A | N/A | N/A | N/A | N/A |  | NREL Wind Map
Cordova | 4 | N | Reconnaissance | N/A | N/A | N/A | N/A | N/A | N/A | N/A |  | AEA 30-m met tower
Covenant Life | 1 | N | Reconnaissance | N/A | N/A | N/A | N/A | N/A | N/A | N/A |  | NREL Wind Map
Craig | 2 | N | Reconnaissance | N/A | N/A | N/A | N/A | N/A | N/A | N/A |  | NREL Wind Map
Crooked Creek | 3 | N | Reconnaissance | N/A | N/A | N/A | N/A | N/A | N/A | N/A |  | NREL Wind Map
Crown Point | 1 | N | Reconnaissance | N/A | N/A | N/A | N/A | N/A | N/A | N/A |  | NREL Wind Map
Deering | 3 | N | Reconnaissance | N/A | N/A | N/A | N/A | N/A | N/A | N/A |  | NREL Wind Map
Delta Junction | 1 | N | 0 | 0 | 0 | 0 | 0 | 0 | 0 | 0 |  | NREL Wind Map
Deltana | 1 | N | Reconnaissance | N/A | N/A | N/A | N/A | N/A | N/A | N/A |  | NREL Wind Map
Diamond Ridge | 2 | N | Reconnaissance | N/A | N/A | N/A | N/A | N/A | N/A | N/A |  | NREL Wind Map
Dillingham | 3 | N | 0 | 0 | 0 | 0 | 0 | 0 | 0 | 0 |  | AEA 30-m met tower
Diomede | 7 | N | Reconnaissance | N/A | N/A | N/A | N/A | N/A | N/A | N/A |  | NREL Wind Map
Dot Lake | 1 | N | Reconnaissance | N/A | N/A | N/A | N/A | N/A | N/A | N/A |  | NREL Wind Map
Dot Lake Village | 1 | N | Reconnaissance | N/A | N/A | N/A | N/A | N/A | N/A | N/A |  | NREL Wind Map
Dry Creek | 7 | N | Reconnaissance | N/A | N/A | N/A | N/A | N/A | N/A | N/A |  | NREL Wind Map
Eagle | 1 | N | Reconnaissance | N/A | N/A | N/A | N/A | N/A | N/A | N/A |  | NREL Wind Map
Eagle Village | 2 | N | Reconnaissance | N/A | N/A | N/A | N/A | N/A | N/A | N/A |  | NREL Wind Map
Edna Bay | 2 | N | Reconnaissance | N/A | N/A | N/A | N/A | N/A | N/A | N/A |  | NREL Wind Map
Eek | 3 | N | 0 | 0 | 0 | 0 | 0 | 0 | 0 | 0 |  | NREL Wind Map
Egegik | 4 | N | 0 | 0 | 0 | 0 | 0 | 0 | 0 | 0 |  | NREL Wind Map
Eielson AFB | 1 | N | Reconnaissance | N/A | N/A | N/A | N/A | N/A | N/A | N/A |  | NREL Wind Map
Ekwok | 2 | N | Reconnaissance | N/A | N/A | N/A | N/A | N/A | N/A | N/A |  | NREL Wind Map
Elfin Cove | 7 | N | Reconnaissance | N/A | N/A | N/A | N/A | N/A | N/A | N/A |  | NREL Wind Map
Elim | 4 | N | 0 | 0 | 0 | 0 | 0 | 0 | 0 | 0 |  | NREL Wind Map
Emmonak | 2 | N | Operatonal | N/A | N/A | N/A | N/A | N/A | N/A | N/A |  | NREL Wind Map
Ester | 1 | N | Reconnaissance | N/A | N/A | N/A | N/A | N/A | N/A | N/A |  | NREL Wind Map
Eureka Roadhouse | 1 | N | Reconnaissance | N/A | N/A | N/A | N/A | N/A | N/A | N/A |  | NREL Wind Map
Evansville | 1 | N | Reconnaissance | N/A | N/A | N/A | N/A | N/A | N/A | N/A |  | NREL Wind Map
Excursion Inlet | 4 | N | Reconnaissance | N/A | N/A | N/A | N/A | N/A | N/A | N/A |  | NREL Wind Map
Fairbanks | 1 | N | Reconnaissance | N/A | N/A | N/A | N/A | N/A | N/A | N/A |  | NREL Wind Map
False Pass | 7 | N | 0 | 0 | 0 | 0 | 0 | 0 | 0 | 0 |  | NREL Wind Map
Farm Loop | 3 | N | Reconnaissance | N/A | N/A | N/A | N/A | N/A | N/A | N/A |  | NREL Wind Map
Farmers Loop | 3 | N | Reconnaissance | N/A | N/A | N/A | N/A | N/A | N/A | N/A |  | NREL Wind Map
Ferry | 6 | N | Reconnaissance | N/A | N/A | N/A | N/A | N/A | N/A | N/A |  | NREL Wind Map
Fishhook | 1 | N | Reconnaissance | N/A | N/A | N/A | N/A | N/A | N/A | N/A |  | NREL Wind Map
Flat | 1 | N | Reconnaissance | N/A | N/A | N/A | N/A | N/A | N/A | N/A |  | NREL Wind Map
Fort Greely | 2 | N | Reconnaissance | N/A | N/A | N/A | N/A | N/A | N/A | N/A |  | NREL Wind Map
Fort Yukon | 1 | N | Reconnaissance | N/A | N/A | N/A | N/A | N/A | N/A | N/A |  | NREL Wind Map
Four Mile Road | 4 | N | Reconnaissance | N/A | N/A | N/A | N/A | N/A | N/A | N/A |  | NREL Wind Map
Fox | 1 | N | Reconnaissance | N/A | N/A | N/A | N/A | N/A | N/A | N/A |  | NREL Wind Map
Fox River | 1 | N | Reconnaissance | N/A | N/A | N/A | N/A | N/A | N/A | N/A |  | NREL Wind Map
Fritz Creek | 2 | N | Reconnaissance | N/A | N/A | N/A | N/A | N/A | N/A | N/A |  | NREL Wind Map
Funny River | 1 | N | Reconnaissance | N/A | N/A | N/A | N/A | N/A | N/A | N/A |  | NREL Wind Map
Gakona | 1 | N | Reconnaissance | N/A | N/A | N/A | N/A | N/A | N/A | N/A |  | NREL Wind Map
Galena | 1 | N | Reconnaissance | N/A | N/A | N/A | N/A | N/A | N/A | N/A |  | NREL Wind Map
Gambell | 7 | N | Reconnaissance | N/A | N/A | N/A | N/A | N/A | N/A | N/A |  | AEA 30-m met tower
Game Creek | 1 | N | Reconnaissance | N/A | N/A | N/A | N/A | N/A | N/A | N/A |  | NREL Wind Map
Gateway | 2 | N | Reconnaissance | N/A | N/A | N/A | N/A | N/A | N/A | N/A |  | NREL Wind Map
Glacier View | 2 | N | Reconnaissance | N/A | N/A | N/A | N/A | N/A | N/A | N/A |  | NREL Wind Map
Glennallen | 1 | N | Reconnaissance | N/A | N/A | N/A | N/A | N/A | N/A | N/A |  | NREL Wind Map
Goldstream | 1 | N | Reconnaissance | N/A | N/A | N/A | N/A | N/A | N/A | N/A |  | NREL Wind Map
Golovin | 3 | N | Reconnaissance | N/A | N/A | N/A | N/A | N/A | N/A | N/A |  | NREL Wind Map
Goodnews Bay | 5 | N | Reconnaissance | N/A | N/A | N/A | N/A | N/A | N/A | N/A |  | NREL Wind Map
Grayling | 1 | N | Reconnaissance | N/A | N/A | N/A | N/A | N/A | N/A | N/A |  | NREL Wind Map
Gulkana | 1 | N | Reconnaissance | N/A | N/A | N/A | N/A | N/A | N/A | N/A |  | NREL Wind Map
Gustavus | 1 | N | Reconnaissance | N/A | N/A | N/A | N/A | N/A | N/A | N/A |  | NREL Wind Map
Haines | 3 | N | Reconnaissance | N/A | N/A | N/A | N/A | N/A | N/A | N/A |  | NREL Wind Map
Halibut Cove | 2 | N | Reconnaissance | N/A | N/A | N/A | N/A | N/A | N/A | N/A |  | NREL Wind Map
Happy Valley | 1 | N | Reconnaissance | N/A | N/A | N/A | N/A | N/A | N/A | N/A |  | NREL Wind Map
Harding-Birch Lakes | 3 | N | Reconnaissance | N/A | N/A | N/A | N/A | N/A | N/A | N/A |  | NREL Wind Map
Healy | 6 | N | Reconnaissance | N/A | N/A | N/A | N/A | N/A | N/A | N/A |  | NREL Wind Map
Healy Lake | 2 | N | Reconnaissance | N/A | N/A | N/A | N/A | N/A | N/A | N/A |  | NREL Wind Map
Hobart Bay | 1 | N | Reconnaissance | N/A | N/A | N/A | N/A | N/A | N/A | N/A |  | NREL Wind Map
Hollis | 1 | N | Reconnaissance | N/A | N/A | N/A | N/A | N/A | N/A | N/A |  | NREL Wind Map
Holy Cross | 1 | N | Reconnaissance | N/A | N/A | N/A | N/A | N/A | N/A | N/A |  | NREL Wind Map
Homer | 2 | N | Reconnaissance | N/A | N/A | N/A | N/A | N/A | N/A | N/A |  | NREL Wind Map
Hoonah | 2 | N | Reconnaissance | N/A | N/A | N/A | N/A | N/A | N/A | N/A |  | NREL Wind Map
Hooper Bay | 6 | N | Operatonal | 120 | 539000 | 750 | 1900000 | 0 | 10700 | 1 |  | REF Project | 61.535228, -166.096689 | Final Report/tech memo
Hope | 1 | N | Reconnaissance | N/A | N/A | N/A | N/A | N/A | N/A | N/A |  | NREL Wind Map
Houston | 1 | N | Reconnaissance | N/A | N/A | N/A | N/A | N/A | N/A | N/A |  | NREL Wind Map
Hughes | 1 | N | Reconnaissance | N/A | N/A | N/A | N/A | N/A | N/A | N/A |  | NREL Wind Map
Huslia | 1 | N | Reconnaissance | N/A | N/A | N/A | N/A | N/A | N/A | N/A |  | NREL Wind Map
Hydaburg | 2 | N | Reconnaissance | N/A | N/A | N/A | N/A | N/A | N/A | N/A |  | NREL Wind Map
Hyder | 1 | N | Reconnaissance | N/A | N/A | N/A | N/A | N/A | N/A | N/A |  | NREL Wind Map
Igiugig | 2 | N | Reconnaissance | N/A | N/A | N/A | N/A | N/A | N/A | N/A |  | NREL Wind Map
Iliamna | 3 | N | Reconnaissance | N/A | N/A | N/A | N/A | N/A | N/A | N/A |  | NREL Wind Map
Ivanof Bay | 7 | N | Reconnaissance | N/A | N/A | N/A | N/A | N/A | N/A | N/A |  | NREL Wind Map
Juneau | 7 | N | Reconnaissance | N/A | N/A | N/A | N/A | N/A | N/A | N/A |  | NREL Wind Map
Kachemak | 2 | N | Reconnaissance | N/A | N/A | N/A | N/A | N/A | N/A | N/A |  | NREL Wind Map
Kake | 1 | N | Reconnaissance | N/A | N/A | N/A | N/A | N/A | N/A | N/A |  | NREL Wind Map
Kaktovik | 6 | N | 0 | 0 | 0 | 0 | 0 | 0 | 0 | 0 |  | NREL Wind Map
Kalifornsky | 1 | N | Reconnaissance | N/A | N/A | N/A | N/A | N/A | N/A | N/A |  | NREL Wind Map
Kalskag | 1 | N | Reconnaissance | N/A | N/A | N/A | N/A | N/A | N/A | N/A |  | NREL Wind Map
Kaltag | 1 | N | Reconnaissance | N/A | N/A | N/A | N/A | N/A | N/A | N/A |  | NREL Wind Map
Karluk | 7 | N | Reconnaissance | N/A | N/A | N/A | N/A | N/A | N/A | N/A |  | NREL Wind Map
Kasaan | 2 | N | Reconnaissance | N/A | N/A | N/A | N/A | N/A | N/A | N/A |  | NREL Wind Map
Kasigluk | 6 | N | Operatonal | N/A | N/A | N/A | N/A | N/A | N/A | N/A |  | Regional Planners
Kasilof | 1 | N | Reconnaissance | N/A | N/A | N/A | N/A | N/A | N/A | N/A |  | NREL Wind Map
Kenai | 1 | N | 0 | 0 | 0 | 0 | 0 | 0 | 0 | 0 |  | NREL Wind Map
Kenny Lake | 1 | N | Reconnaissance | N/A | N/A | N/A | N/A | N/A | N/A | N/A |  | NREL Wind Map
Ketchikan | 1 | N | Reconnaissance | N/A | N/A | N/A | N/A | N/A | N/A | N/A |  | NREL Wind Map
Kiana | 1 | N | Reconnaissance | N/A | N/A | N/A | N/A | N/A | N/A | N/A |  | NREL Wind Map
King Cove | 7 | Y | Reconnaissance | N/A | N/A | N/A | N/A | N/A | N/A | N/A |  | NREL Wind Map
King Salmon | 2 | N | Reconnaissance | N/A | N/A | N/A | N/A | N/A | N/A | N/A |  | NREL Wind Map
Kipnuk | 4 | N | Reconnaissance | N/A | N/A | N/A | N/A | N/A | N/A | N/A |  | NREL Wind Map
Kivalina | 3 | N | 0 | 0 | 0 | 0 | 0 | 0 | 0 | 0 |  | NREL Wind Map
Klawock | 1 | N | Reconnaissance | N/A | N/A | N/A | N/A | N/A | N/A | N/A |  | NREL Wind Map
Klukwan | 1 | N | Reconnaissance | N/A | N/A | N/A | N/A | N/A | N/A | N/A |  | NREL Wind Map
Knik River | 1 | N | Reconnaissance | N/A | N/A | N/A | N/A | N/A | N/A | N/A |  | NREL Wind Map
Knik-Fairview | 1 | N | Reconnaissance | N/A | N/A | N/A | N/A | N/A | N/A | N/A |  | NREL Wind Map
Kobuk | 1 | N | Reconnaissance | N/A | N/A | N/A | N/A | N/A | N/A | N/A |  | NREL Wind Map
Kodiak | 7 | N | Operatonal | N/A | N/A | N/A | N/A | N/A | N/A | N/A |  | AEA 30-m met tower
Kodiak Station | #N/A | N | Reconnaissance | N/A | N/A | N/A | N/A | N/A | N/A | N/A |  | NREL Wind Map
Kokhanok | 6 | N | Operatonal | 0 | 0 | 0 | 0 | 0 | 0 | 0 |  | AEA 30-m met tower
Koliganek | 4 | N | Reconnaissance | 0 | 0 | 0 | 0 | 0 | 0 | 0 |  | AEA 30-m met tower
Kongiganak | 6 | N | Operatonal | N/A | N/A | N/A | N/A | N/A | N/A | N/A |  | AEA 30-m met tower
Kotlik | 2 | N | Reconnaissance | N/A | N/A | N/A | N/A | N/A | N/A | N/A |  | NREL Wind Map
Kotzebue | 3 | N | Reconnaissance | N/A | N/A | N/A | N/A | N/A | N/A | N/A |  | NREL Wind Map
Koyuk | 2 | N | Reconnaissance | 0 | 0 | 0 | 0 | 0 | 0 | 0 |  | NREL Wind Map
Koyukuk | 1 | N | Reconnaissance | N/A | N/A | N/A | N/A | N/A | N/A | N/A |  | NREL Wind Map
Kupreanof | 2 | N | Reconnaissance | N/A | N/A | N/A | N/A | N/A | N/A | N/A |  | NREL Wind Map
Kwethluk | 2 | N | Reconnaissance | 0 | 0 | 0 | 0 | 0 | 0 | 0 |  | NREL Wind Map
Kwigillingok | 5 | N | Operatonal | N/A | N/A | N/A | N/A | N/A | N/A | N/A |  | NREL Wind Map
Lake Louise | 1 | N | Reconnaissance | N/A | N/A | N/A | N/A | N/A | N/A | N/A |  | NREL Wind Map
Lake Minchumina | 1 | N | Reconnaissance | N/A | N/A | N/A | N/A | N/A | N/A | N/A |  | NREL Wind Map
Lakes | 2 | N | Reconnaissance | N/A | N/A | N/A | N/A | N/A | N/A | N/A |  | NREL Wind Map
Larsen Bay | 1 | N | Reconnaissance | N/A | N/A | N/A | N/A | N/A | N/A | N/A |  | NREL Wind Map
Lazy Mountain | 3 | N | Reconnaissance | N/A | N/A | N/A | N/A | N/A | N/A | N/A |  | NREL Wind Map
Levelock | 2 | N | 0 | 0 | 0 | 0 | 0 | 0 | 0 | 0 |  | NREL Wind Map
Lime Village | 1 | N | Reconnaissance | N/A | N/A | N/A | N/A | N/A | N/A | N/A |  | NREL Wind Map
Livengood | 1 | N | Reconnaissance | N/A | N/A | N/A | N/A | N/A | N/A | N/A |  | NREL Wind Map
Loring | 1 | N | Reconnaissance | N/A | N/A | N/A | N/A | N/A | N/A | N/A |  | NREL Wind Map
Lowell Point | 4 | N | Reconnaissance | N/A | N/A | N/A | N/A | N/A | N/A | N/A |  | NREL Wind Map
Lower Kalskag | 1 | N | Reconnaissance | N/A | N/A | N/A | N/A | N/A | N/A | N/A |  | NREL Wind Map
Lutak | 1 | N | Reconnaissance | N/A | N/A | N/A | N/A | N/A | N/A | N/A |  | NREL Wind Map
Manley Hot Springs | 1 | N | Reconnaissance | N/A | N/A | N/A | N/A | N/A | N/A | N/A |  | NREL Wind Map
Manokotak | 4 | N | Reconnaissance | N/A | N/A | N/A | N/A | N/A | N/A | N/A |  | NREL Wind Map
Marshall | 3 | N | 0 | 0 | 0 | 0 | 0 | 0 | 0 | 0 |  | NREL Wind Map
McCarthy | 1 | N | Reconnaissance | N/A | N/A | N/A | N/A | N/A | N/A | N/A |  | NREL Wind Map
McGrath | 1 | N | Reconnaissance | N/A | N/A | N/A | N/A | N/A | N/A | N/A |  | NREL Wind Map
McKinley Park | 1 | N | Reconnaissance | N/A | N/A | N/A | N/A | N/A | N/A | N/A |  | NREL Wind Map
Meadow Lakes | 1 | N | Reconnaissance | N/A | N/A | N/A | N/A | N/A | N/A | N/A |  | NREL Wind Map
Mekoryuk | 5 | N | Operatonal | N/A | N/A | N/A | N/A | N/A | N/A | N/A |  | AEA 30-m met tower
Mendeltna | 1 | N | Reconnaissance | N/A | N/A | N/A | N/A | N/A | N/A | N/A |  | NREL Wind Map
Mentasta Lake | 1 | N | Reconnaissance | N/A | N/A | N/A | N/A | N/A | N/A | N/A |  | NREL Wind Map
Mertarvik | 1 | N | Reconnaissance | N/A | N/A | N/A | N/A | N/A | N/A | N/A |  | NREL Wind Map
Metlakatla | 1 | N | Reconnaissance | N/A | N/A | N/A | N/A | N/A | N/A | N/A |  | NREL Wind Map
Minto | 2 | N | Reconnaissance | N/A | N/A | N/A | N/A | N/A | N/A | N/A |  | NREL Wind Map
Moose Creek | 1 | N | Reconnaissance | N/A | N/A | N/A | N/A | N/A | N/A | N/A |  | NREL Wind Map
Moose Pass | 1 | N | Reconnaissance | N/A | N/A | N/A | N/A | N/A | N/A | N/A |  | NREL Wind Map
Mosquito Lake | 4 | N | Reconnaissance | N/A | N/A | N/A | N/A | N/A | N/A | N/A |  | NREL Wind Map
Mountain Village | 5 | N | Feasibility | 0 | 0 | 0 | 0 | 0 | 0 | 0 |  | REF Project
Mud Bay | 5 | N | Reconnaissance | N/A | N/A | N/A | N/A | N/A | N/A | N/A |  | NREL Wind Map
Nabesna | 5 | N | Reconnaissance | N/A | N/A | N/A | N/A | N/A | N/A | N/A |  | NREL Wind Map
Naknek | 4 | N | Reconnaissance | N/A | N/A | N/A | N/A | N/A | N/A | N/A |  | AEA 30-m met tower
Nanwalek | 6 | N | Reconnaissance | N/A | N/A | N/A | N/A | N/A | N/A | N/A |  | NREL Wind Map
Napakiak | 2 | N | Reconnaissance | N/A | N/A | N/A | N/A | N/A | N/A | N/A |  | NREL Wind Map
Napaskiak | 2 | N | Reconnaissance | 0 | 0 | 0 | 0 | 0 | 0 | 0 |  | NREL Wind Map
Naukati Bay | 1 | N | Reconnaissance | N/A | N/A | N/A | N/A | N/A | N/A | N/A |  | NREL Wind Map
Nelchina | 1 | N | Reconnaissance | N/A | N/A | N/A | N/A | N/A | N/A | N/A |  | NREL Wind Map
Nelson Lagoon | 5 | N | Reconnaissance | 0 | 0 | 0 | 0 | 0 | 0 | 0 |  | NREL Wind Map
Nenana | 3 | N | Reconnaissance | N/A | N/A | N/A | N/A | N/A | N/A | N/A |  | NREL Wind Map
New Allakaket | 1 | N | Reconnaissance | N/A | N/A | N/A | N/A | N/A | N/A | N/A |  | NREL Wind Map
New Stuyahok | 4 | N | Reconnaissance | 0 | 0 | 0 | 0 | 0 | 0 | 0 |  | AEA 30-m met tower
Newhalen | 4 | N | Reconnaissance | N/A | N/A | N/A | N/A | N/A | N/A | N/A |  | NREL Wind Map
Newtok | 3 | N | Reconnaissance | N/A | N/A | N/A | N/A | N/A | N/A | N/A |  | AEA 30-m met tower
Nightmute | 6 | N | Operatonal | N/A | N/A | N/A | N/A | N/A | N/A | N/A |  | AEA 30-m met tower
Nikiski | 2 | N | Reconnaissance | N/A | N/A | N/A | N/A | N/A | N/A | N/A |  | NREL Wind Map
Nikolaevsk | 2 | N | Reconnaissance | 0 | 0 | 0 | 0 | 0 | 0 | 0 |  | NREL Wind Map
Nikolai | 1 | N | Reconnaissance | N/A | N/A | N/A | N/A | N/A | N/A | N/A |  | NREL Wind Map
Nikolski | 7 | N | Feasibility | 65 | 0 | 0 | 478512.24 | 0 | 0 | 0 | Insufficient Load | AEA 30-m met tower
Ninilchik | 2 | N | Reconnaissance | N/A | N/A | N/A | N/A | N/A | N/A | N/A |  | NREL Wind Map
Noatak | 1 | N | Reconnaissance | N/A | N/A | N/A | N/A | N/A | N/A | N/A |  | NREL Wind Map
Nome | 3 | N | 0 | 0 | 0 | 0 | 0 | 0 | 0 | 0 |  | NREL Wind Map
Nondalton | 1 | N | Reconnaissance | N/A | N/A | N/A | N/A | N/A | N/A | N/A |  | NREL Wind Map
Noorvik | 1 | N | Reconnaissance | N/A | N/A | N/A | N/A | N/A | N/A | N/A |  | NREL Wind Map
North Pole | 1 | N | Reconnaissance | N/A | N/A | N/A | N/A | N/A | N/A | N/A |  | NREL Wind Map
Northway | 1 | N | Reconnaissance | N/A | N/A | N/A | N/A | N/A | N/A | N/A |  | NREL Wind Map
Northway Junction | 1 | N | Reconnaissance | N/A | N/A | N/A | N/A | N/A | N/A | N/A |  | NREL Wind Map
Northway Village | 1 | N | Reconnaissance | N/A | N/A | N/A | N/A | N/A | N/A | N/A |  | NREL Wind Map
Nuiqsut | 2 | N | Reconnaissance | N/A | N/A | N/A | N/A | N/A | N/A | N/A |  | NREL Wind Map
Nulato | 1 | N | Reconnaissance | N/A | N/A | N/A | N/A | N/A | N/A | N/A |  | NREL Wind Map
Nunam Iqua | 4 | N | Reconnaissance | N/A | N/A | N/A | N/A | N/A | N/A | N/A |  | AEA 30-m met tower
Nunapitchuk | 3 | N | Operatonal | N/A | N/A | N/A | N/A | N/A | N/A | N/A |  | NREL Wind Map
Old Harbor | 6 | N | Reconnaissance | N/A | N/A | N/A | N/A | N/A | N/A | N/A |  | NREL Wind Map
Oscarville | 2 | N | Reconnaissance | N/A | N/A | N/A | N/A | N/A | N/A | N/A |  | NREL Wind Map
Ouzinkie | 3 | N | Reconnaissance | N/A | N/A | N/A | N/A | N/A | N/A | N/A |  | NREL Wind Map
Palmer | 2 | N | Reconnaissance | N/A | N/A | N/A | N/A | N/A | N/A | N/A |  | NREL Wind Map
Paxson | 1 | N | Reconnaissance | N/A | N/A | N/A | N/A | N/A | N/A | N/A |  | NREL Wind Map
Pedro Bay | 4 | N | Reconnaissance | N/A | N/A | N/A | N/A | N/A | N/A | N/A |  | NREL Wind Map
Pelican | 2 | N | Reconnaissance | N/A | N/A | N/A | N/A | N/A | N/A | N/A |  | NREL Wind Map
Perryville | 2 | N | Operatonal | N/A | N/A | N/A | N/A | N/A | N/A | N/A |  | AEA 30-m met tower
Petersburg | 1 | N | Reconnaissance | N/A | N/A | N/A | N/A | N/A | N/A | N/A |  | NREL Wind Map
Petersville | 1 | N | Reconnaissance | N/A | N/A | N/A | N/A | N/A | N/A | N/A |  | NREL Wind Map
Pilot Point | 4 | N | Design | 0 | 290000 | 7250 | 545700 | 246540 | 300760 | 1 |  | REF Project
Pilot Station | 3 | N | Reconnaissance | N/A | N/A | N/A | N/A | N/A | N/A | N/A |  | NREL Wind Map
Pitkas Point | 4 | N | Reconnaissance | N/A | N/A | N/A | N/A | N/A | N/A | N/A |  | NREL Wind Map
Platinum | 5 | N | Reconnaissance | N/A | N/A | N/A | N/A | N/A | N/A | N/A |  | NREL Wind Map
Pleasant Valley | 1 | N | Reconnaissance | N/A | N/A | N/A | N/A | N/A | N/A | N/A |  | NREL Wind Map
Point Baker | 2 | N | Reconnaissance | N/A | N/A | N/A | N/A | N/A | N/A | N/A |  | NREL Wind Map
Point Hope | 6 | N | Design | 900 | 2420000 | 11000 | 2000000 | 720000 | 0 | 0 |  | NREL Wind Map | Point Hope Wind Turbine Design | 68.340, -166.645
Point Lay | 4 | N | Feasibility | 675 | 1503283 | 2000 | 1200000 | 10000 | 0 | 0 |  | NREL Wind Map | Point Lay Wind Generation Design | 69.755, -163.005
Point MacKenzie | 2 | N | Reconnaissance | N/A | N/A | N/A | N/A | N/A | N/A | N/A |  | NREL Wind Map
Point Possession | 2 | N | Reconnaissance | N/A | N/A | N/A | N/A | N/A | N/A | N/A |  | NREL Wind Map
Pope-Vannoy Landing | 6 | N | Reconnaissance | N/A | N/A | N/A | N/A | N/A | N/A | N/A |  | NREL Wind Map
Port Alexander | 4 | N | Reconnaissance | N/A | N/A | N/A | N/A | N/A | N/A | N/A |  | NREL Wind Map
Port Alsworth | 2 | N | Reconnaissance | N/A | N/A | N/A | N/A | N/A | N/A | N/A |  | NREL Wind Map
Port Clarence | 6 | N | Reconnaissance | N/A | N/A | N/A | N/A | N/A | N/A | N/A |  | NREL Wind Map
Port Graham | 2 | N | Reconnaissance | N/A | N/A | N/A | N/A | N/A | N/A | N/A |  | NREL Wind Map
Port Heiden | 5 | N | Reconnaissance | 0 | 0 | 0 | 0 | 0 | 0 | 0 |  | AEA 30-m met tower
Port Lions | 2 | N | Reconnaissance | N/A | N/A | N/A | N/A | N/A | N/A | N/A |  | NREL Wind Map
Port Protection | 2 | N | Reconnaissance | N/A | N/A | N/A | N/A | N/A | N/A | N/A |  | NREL Wind Map
Portage Creek | 2 | N | Reconnaissance | N/A | N/A | N/A | N/A | N/A | N/A | N/A |  | NREL Wind Map
Primrose | 6 | N | Reconnaissance | N/A | N/A | N/A | N/A | N/A | N/A | N/A |  | NREL Wind Map
Prudhoe Bay | 3 | N | Reconnaissance | N/A | N/A | N/A | N/A | N/A | N/A | N/A |  | NREL Wind Map
Quinhagak | 3 | N | Operatonal | N/A | N/A | N/A | N/A | N/A | N/A | N/A |  | AEA 30-m met tower
Rampart | 1 | N | Reconnaissance | N/A | N/A | N/A | N/A | N/A | N/A | N/A |  | NREL Wind Map
Red Devil | 1 | N | Reconnaissance | N/A | N/A | N/A | N/A | N/A | N/A | N/A |  | NREL Wind Map
Red Dog Mine | 4 | N | Reconnaissance | N/A | N/A | N/A | N/A | N/A | N/A | N/A |  | NREL Wind Map
Ridgeway | 1 | N | Reconnaissance | N/A | N/A | N/A | N/A | N/A | N/A | N/A |  | NREL Wind Map
Ruby | 1 | N | Reconnaissance | N/A | N/A | N/A | N/A | N/A | N/A | N/A |  | NREL Wind Map
Russian Mission | 1 | N | Reconnaissance | N/A | N/A | N/A | N/A | N/A | N/A | N/A |  | NREL Wind Map
Saint George | 7 | N | Construction | 36 | 300000 | 8000 | 1362000 | 1830000 | 0 | 2 |  | AEA 30-m met tower
Saint Mary's | 6 | N | Design | 120 | 345100 | 8000 | 4440000 | 260000 | 42000 | 2 |  | REF Project
Saint Michael | 6 | N | Design | 400 | 1106920 | 7000 | 4030000 | 0 | 0 | 0 |  | REF Project
Saint Paul | 6 | N | Operatonal | 0 | 0 | 0 | 0 | 0 | 0 | 0 |  | NREL Wind Map
Salamatof | 2 | N | Reconnaissance | N/A | N/A | N/A | N/A | N/A | N/A | N/A |  | NREL Wind Map
Salcha | 1 | N | Reconnaissance | N/A | N/A | N/A | N/A | N/A | N/A | N/A |  | NREL Wind Map
Sand Point | 5 | N | Operatonal | N/A | N/A | N/A | N/A | N/A | N/A | N/A |  | NREL Wind Map
Savoonga | 6 | N | Reconnaissance | N/A | N/A | N/A | N/A | N/A | N/A | N/A |  | AEA 30-m met tower
Saxman | 1 | N | Reconnaissance | N/A | N/A | N/A | N/A | N/A | N/A | N/A |  | NREL Wind Map
Scammon Bay | 5 | N | Reconnaissance | 0 | 0 | 0 | 0 | 0 | 0 | 0 |  | REF Project
Selawik | 2 | N | Reconnaissance | N/A | N/A | N/A | N/A | N/A | N/A | N/A |  | NREL Wind Map
Seldovia | 3 | N | Reconnaissance | N/A | N/A | N/A | N/A | N/A | N/A | N/A |  | NREL Wind Map
Seldovia Village | 4 | N | Reconnaissance | N/A | N/A | N/A | N/A | N/A | N/A | N/A |  | NREL Wind Map
Seward | 4 | N | Reconnaissance | N/A | N/A | N/A | N/A | N/A | N/A | N/A |  | NREL Wind Map
Shageluk | 1 | N | Reconnaissance | N/A | N/A | N/A | N/A | N/A | N/A | N/A |  | NREL Wind Map
Shaktoolik | 3 | N | Reconnaissance | N/A | N/A | N/A | N/A | N/A | N/A | N/A |  | NREL Wind Map
Shishmaref | 4 | N | Reconnaissance | N/A | N/A | N/A | N/A | N/A | N/A | N/A |  | NREL Wind Map
Shungnak | 1 | N | Reconnaissance | N/A | N/A | N/A | N/A | N/A | N/A | N/A |  | NREL Wind Map
Silver Springs | 1 | N | Reconnaissance | N/A | N/A | N/A | N/A | N/A | N/A | N/A |  | NREL Wind Map
Sitka | 1 | N | Reconnaissance | N/A | N/A | N/A | N/A | N/A | N/A | N/A |  | NREL Wind Map
Skagway | 3 | N | Reconnaissance | N/A | N/A | N/A | N/A | N/A | N/A | N/A |  | NREL Wind Map
Skwentna | 1 | N | Reconnaissance | N/A | N/A | N/A | N/A | N/A | N/A | N/A |  | NREL Wind Map
Slana | 1 | N | Reconnaissance | N/A | N/A | N/A | N/A | N/A | N/A | N/A |  | NREL Wind Map
Sleetmute | 1 | N | Reconnaissance | N/A | N/A | N/A | N/A | N/A | N/A | N/A |  | NREL Wind Map
Soldotna | 1 | N | Reconnaissance | N/A | N/A | N/A | N/A | N/A | N/A | N/A |  | NREL Wind Map
South Naknek | 4 | N | Reconnaissance | N/A | N/A | N/A | N/A | N/A | N/A | N/A |  | AEA 30-m met tower
South Van Horn | 2 | N | Reconnaissance | N/A | N/A | N/A | N/A | N/A | N/A | N/A |  | NREL Wind Map
Stebbins | 6 |  | Design | 400 | 1106920 | 7000 | 4030000 | N/A | N/A | N/A |  | NREL Wind Map | Stebbins St Michael Wind Energy Final Design and Permitting | 63.506, -162.192
Steele Creek | 4 | N | Reconnaissance | N/A | N/A | N/A | N/A | N/A | N/A | N/A |  | NREL Wind Map
Sterling | 1 | N | Reconnaissance | N/A | N/A | N/A | N/A | N/A | N/A | N/A |  | NREL Wind Map
Stevens Village | 1 | N | Reconnaissance | N/A | N/A | N/A | N/A | N/A | N/A | N/A |  | NREL Wind Map
Stony River | 1 | N | Reconnaissance | N/A | N/A | N/A | N/A | N/A | N/A | N/A |  | NREL Wind Map
Sunrise | 1 | N | Reconnaissance | N/A | N/A | N/A | N/A | N/A | N/A | N/A |  | NREL Wind Map
Susitna | 2 | N | Reconnaissance | N/A | N/A | N/A | N/A | N/A | N/A | N/A |  | NREL Wind Map
Susitna North | 2 | N | Reconnaissance | N/A | N/A | N/A | N/A | N/A | N/A | N/A |  | NREL Wind Map
Sutton-Alpine | 4 | N | Reconnaissance | N/A | N/A | N/A | N/A | N/A | N/A | N/A |  | NREL Wind Map
Takotna | 1 | N | Reconnaissance | N/A | N/A | N/A | N/A | N/A | N/A | N/A |  | NREL Wind Map
Talkeetna | 1 | N | Reconnaissance | N/A | N/A | N/A | N/A | N/A | N/A | N/A |  | NREL Wind Map
Tanacross | 1 | N | Reconnaissance | N/A | N/A | N/A | N/A | N/A | N/A | N/A |  | NREL Wind Map
Tanaina | 1 | N | Reconnaissance | N/A | N/A | N/A | N/A | N/A | N/A | N/A |  | NREL Wind Map
Tanana | 1 | N | Reconnaissance | N/A | N/A | N/A | N/A | N/A | N/A | N/A |  | NREL Wind Map
Tatitlek | 1 | N | Reconnaissance | 0 | 0 | 1500 | 0 | 0 | 0 | 0 |  | REF Project
Tazlina | 1 | N | Reconnaissance | N/A | N/A | N/A | N/A | N/A | N/A | N/A |  | NREL Wind Map
Teller | 3 | N | Feasibility | 0 | 0 | 13000 | 0 | 0 | 0 | 0 |  | REF Project
Tenakee Springs | 1 | N | Reconnaissance | N/A | N/A | N/A | N/A | N/A | N/A | N/A |  | NREL Wind Map
Tetlin | 1 | N | Reconnaissance | N/A | N/A | N/A | N/A | N/A | N/A | N/A |  | NREL Wind Map
Thorne Bay | 1 | N | Reconnaissance | N/A | N/A | N/A | N/A | N/A | N/A | N/A |  | NREL Wind Map
Togiak | 3 | N | Reconnaissance | N/A | N/A | N/A | N/A | N/A | N/A | N/A |  | AEA 30-m met tower
Tok | 4 | N | Feasibility | 0 | 0 | 0 | 0 | 0 | 0 | 0 |  | REF Project
Toksook Bay | 6 | N | Operatonal | N/A | N/A | N/A | N/A | N/A | N/A | N/A |  | AEA 30-m met tower
Tolsona | 1 | N | Reconnaissance | N/A | N/A | N/A | N/A | N/A | N/A | N/A |  | NREL Wind Map
Tonsina | 1 | N | Reconnaissance | N/A | N/A | N/A | N/A | N/A | N/A | N/A |  | NREL Wind Map
Trapper Creek | 1 | N | Reconnaissance | N/A | N/A | N/A | N/A | N/A | N/A | N/A |  | NREL Wind Map
Tuluksak | 1 | N | Reconnaissance | N/A | N/A | N/A | N/A | N/A | N/A | N/A |  | NREL Wind Map
Tuntutuliak | 3 | N | Operatonal | N/A | N/A | N/A | N/A | N/A | N/A | N/A |  | NREL Wind Map
Tununak | 7 | N | Operatonal | N/A | N/A | N/A | N/A | N/A | N/A | N/A |  | NREL Wind Map
Twin Hills | 3 | N | Reconnaissance | N/A | N/A | N/A | N/A | N/A | N/A | N/A |  | NREL Wind Map
Two Rivers | 1 | N | Reconnaissance | N/A | N/A | N/A | N/A | N/A | N/A | N/A |  | NREL Wind Map
Tyonek | 2 | N | Reconnaissance | N/A | N/A | N/A | N/A | N/A | N/A | N/A |  | NREL Wind Map
Ugashik | 2 | N | Reconnaissance | N/A | N/A | N/A | N/A | N/A | N/A | N/A |  | AEA 30-m met tower
Unalakleet | 3 | N | Reconnaissance | N/A | N/A | N/A | N/A | N/A | N/A | N/A |  | NREL Wind Map
Unalaska | 6 | Y | Reconnaissance | N/A | N/A | N/A | N/A | N/A | N/A | N/A |  | NREL Wind Map
Valdez | 7 | Y | Reconnaissance | N/A | N/A | N/A | N/A | N/A | N/A | N/A |  | NREL Wind Map
Venetie | 1 | N | Reconnaissance | N/A | N/A | N/A | N/A | N/A | N/A | N/A |  | NREL Wind Map
Wainwright | 4 | N | Reconnaissance | 0 | 0 | 0 | 0 | 0 | 0 | 0 |  | REF Project
Wales | 7 | N | Reconnaissance | N/A | N/A | N/A | N/A | N/A | N/A | N/A |  | NREL Wind Map
Wasilla | 2 | N | Reconnaissance | N/A | N/A | N/A | N/A | N/A | N/A | N/A |  | NREL Wind Map
Whale Pass | 1 | N | Reconnaissance | N/A | N/A | N/A | N/A | N/A | N/A | N/A |  | NREL Wind Map
White Mountain | 1 | N | Reconnaissance | N/A | N/A | N/A | N/A | N/A | N/A | N/A |  | NREL Wind Map
Whitestone | 1 | N | Reconnaissance | N/A | N/A | N/A | N/A | N/A | N/A | N/A |  | NREL Wind Map
Whitestone Logging Camp | 1 | N | Reconnaissance | N/A | N/A | N/A | N/A | N/A | N/A | N/A |  | NREL Wind Map
Whittier | 4 | N | Reconnaissance | N/A | N/A | N/A | N/A | N/A | N/A | N/A |  | NREL Wind Map
Willow | 1 | N | Reconnaissance | N/A | N/A | N/A | N/A | N/A | N/A | N/A |  | NREL Wind Map
Willow Creek | 1 | N | Reconnaissance | N/A | N/A | N/A | N/A | N/A | N/A | N/A |  | NREL Wind Map
Wiseman | 1 | N | Reconnaissance | N/A | N/A | N/A | N/A | N/A | N/A | N/A |  | NREL Wind Map
Womens Bay | 5 | N | Reconnaissance | N/A | N/A | N/A | N/A | N/A | N/A | N/A |  | NREL Wind Map
Wrangell | 1 | N | Reconnaissance | N/A | N/A | N/A | N/A | N/A | N/A | N/A |  | NREL Wind Map
Yakutat | 1 | N | Reconnaissance | N/A | N/A | N/A | N/A | N/A | N/A | N/A |  | NREL Wind Map

## REF Projects
Project Name | Community | Phase | Wind Class | Proposed Capacity (kW) | Proposed Generation (kWh) | Distance to Resource (ft) | Generation Capital Cost | Transmission CAPEX | Operational Costs / year | Expected years to operation | Lat/Long (decimal degrees) | Data Source (report reference) | notes
Akiachak Wind Feasibility & Conceptual Design | Akiachak | Feasibility | 3 | [7 empty] | 60.915821, -161.440464 | progress reports and wind tracking spreadsheet
Akiachak Wind_ANCEC | Akiachak
Bethel Wind Power Project Times 4 | Bethel | Feasibility | 4 | 100 | 916584 |  | 3197985 |  |  |  | 60.792808, -161.816982 | various files, main source of info was/is Wind Report H:\AEEE Shared Files\Wind\Renewable Energy Fund\Bethel | several concurrent grants, no CDR to be found. No cost breakdowns to individual tasks
Bethel Wind Farm Construction (BNC land) | Bethel
Bethel Renewable Energy Project | Bethel
Buckland/Deering/Noorvik Wind Farm Construction | Buckland | Feasibility | 3 | 200 | 466826 | 26800 | 3365000 | 1000000 |  | 2 | 65.964132, -161.284185 | Buckland Draft CDR H:\AEEE Shared Files\Wind\_RStromberg Computer Dump\Buck Deer Noor\Buckland | grant covers three separate communities, Buckland CDR was used
Chefornak Wind Heat System | Chefornak
Chignik Lake Area Wind-Hydro Final Design | Chignik Lake | Reconnaissance | 5 | [7 empty] | 56.294007, -158.556576 | wind tracking spreadsheet and WRA on H:/ | feasiblity/recon only; no generation evaluations conducted
Chisana Mountain Wind Feasibility Project | Chisana | Feasibility
Cold Bay Wind Energy Project | Cold Bay
Coal Mine Road Wind Farm Final Design | Delta Junction | [10 empty] | H:\AEEE Shared Files\Wind\Renewable Energy Fund\Delta Juntion #2195370 | Data source might be different project, unsure as no record of "coal mine road wind farm" could be found
Nushagak Community Wind Power Project | Dillingham
Eek Wind Feasibility | Eek
Egegik Wind Feasibility Study | Egegik
Elim Wind Feasibility | Elim
False Pass Wind Energy Project | False Pass
Hooper Bay Wind Farm Construction | Hooper Bay | Feasibility | 6 | 120 | 539000 | 750 | 1900000 | 0 | 10700 | 1 | 61.535228, -166.096689 | Final Report/tech memo | feasibility only, proposed project would expand existing wind generation, or be used exclusively for water plant heating.
Igiugig Wind Resource Feasibility and Conceptual Design | Iguigig
Kaktovik Wind Diesel Design | Kaktovik
Kenai Winds Expansion | Kenai
Kivalina Wind-Intertie Feasibility Analysis & Conceptual Design | Kivalina
High-penetration Wind Energy Project- Kokhanok | Kokhanok
Koliganek Wind Diesel and Heat Recovery | Koliganek
Koyuk Wind Phase II Feasibility | Koyuk
Kwethluk Wind Feasibility | Kwethluk
Levelock Wind Reconnaissance Study | Levelock
Marshall Wind Energy Final Design and Permitting Project | Marshall
Mountain Village Wind Feasibility and Conceptual Design | Mountain Village | Feasibility | 5 | [7 empty] | 62.099953, -163.730771 |  | Grantee has not proposed any generation or construction
Napaskiak Wind, Power and Heat Recovery | Napaskiak
Nelson Lagoon Wind Energy Project | Nelson Lagoon
New Stuyahok Wind-Feasibility Analysis, Resources Assessment & Conceptual Design | New Stuyahok | [9 empty] | 59.456, -157.375 | wind tracking spreadsheet | WRA and CDR still in progress, not likely to advance due to siting issues
Nikolaevsk Wind Farm Final Design | Nikolaevsk
Nikolski Renewable Energy Wind Project | Nikolski | Feasibility |  | 65 |  |  | 478512.24 |  |  |  |  | H:\AEEE Shared Files\Wind\_RStromberg Computer Dump\Nikolski | Insufficent loads in community, O&M costs very high
Nome/ Banner Peak Wind Farm Construction | Nome
Pilot Point Wind Power & Heat | Pilot Point | Design | 4 |  | 290000 | 7250 | 545700 | 246540 | 300760 | 1 | 57.589338, -157.502333 | 2011 CDR H:\AEEE Shared Files\Wind\Renewable Energy Fund\Pilot Point 486 #7030007 | the data source has been revised several times, the mentioned data source provides a solid benchmark. This Grant has experienced several revisions.
Point Hope Wind Turbine Design | Point Hope
Point Lay Wind Generation Design | Point Lay | Feasibility | 4 | [7 empty] | 69.734625, -163.022617 | H:\AEEE Shared Files\Wind\Renewable Energy Fund\Point Lay\Point Lay 612 | Grantee has not proposed any generation or construction
Port Heiden Wind Turbine Project | Port Heiden
St. George Wind Farm Construction | Saint George | Construction | 7 | 36 | 300000 | 8000 | 1362000 | 1830000 |  | 2 | 56.591078, -169.563646 | H:\AEEE Shared Files\Wind\Renewable Energy Fund\St George 355 #2195398\CDR - AEA
St. Maryâ€™s-Pitkaâ€™s Point Wind Energy Construction Project | Saint Mary's | Design | 6 | 120 | 345100 | 8000 | 4440000 | 260000 | 42000 | 2 | 62.043, -163.243 | H:\AEEE Shared Files\Wind\Renewable Energy Fund\St. Mary's-Pitka's Point 645 #7040017\CDR | Project will likely advance alongside intertie project
Stebbins St Michael Wind Energy Final Design and Permitting | Saint Michael | Design | 6 | 400 | 1106920 | 7000 | 4030000 |  |  |  | 63.506, -162.192 | H:\AEEE Shared Files\Wind\Renewable Energy Fund\Stebbins 648 #7040008\CDR\Round 7 CDR\Final | Final design and permitting is under way in a separate grant
St. Paul Wind Diesel Project | Saint Paul
Scammon Bay Wind Feasibility | Scammon Bay | Reconnaissance | 5 | [7 empty] | 61.834, -165.553 | H:\AEEE Shared Files\Wind\Renewable Energy Fund\Scammon Bay 646 #7040022 | Grantee has not proposed any generation or construction
Tatitlek High Penetration Wind-Diesel Project | Tatitlek | Reconnaissance | 1 |  |  | 1500 | [5 empty] | H:\AEEE Shared Files\Wind\_RStromberg Computer Dump\Tatitlek | general renewable study points to wind generation not being feasible
Teller Wind-Final Design, Permitting & Construction | Teller | Feasibility | 3 |  |  | 13000 |  |  |  |  | 65.219210, -166.317336 | Navision L:\AwardVision-AV\RE-70\AV-2195464-PrgRpt-Dec2015.pdf | Grantee has not proposed any generation or construction
Tok Wind Construction_VWP | Tok | Feasibility | 4 | [7 empty] | 63.2782, -143.1920 | H:\AEEE Shared Files\Wind\_RStromberg Computer Dump\Tok | Construction not proceeding due to long transmission distance requirements and siting uncertainty
Wainwright Wind Turbine Design | Wainwright | Reconnaissance | 4 | [7 empty] | 70.653085, -159.979841 | H:\AEEE Shared Files\Wind\Renewable Energy Fund\Wainwright\Wainwright 613 | Grantee is choosing not to advance to construction phase
Lake Pen Borough Wind Feasibility Study

## Interties
Community Name with power generation | Highest Wind Class on Intertie | Plant Intertied | Other Community on Intertie | Other Community on Intertie | Other Community on Intertie | Other Community on Intertie | Other Community on Intertie | Other Community on Intertie | Other Community on Intertie | Other Community on Intertie | Other Community on Intertie | Other Community on Intertie | Other Community on Intertie | Other Community on Intertie | Other Community on Intertie | Other Community on Intertie | Other Community on Intertie | Other Community on Intertie
Alakanuk_intertie | 4 | No | Emmonak | Alakanuk
Allakaket_intertie | 2 | Yes | Alatna | New Allakaket | Allakaket
Bethel_intertie | 4 | Yes | Oscarville | Napakiak | Bethel
Bettles_intertie | 3 | Yes | Evansville | Bettles
Chilkat Valley_intertie | 1 | Yes | Klukwan | Chilkat Valley
Craig_intertie | 7 | Yes | Klawock | Hydaburg | Thorne Bay | Kasaan | Hollis | Coffman Cove | Craig
Dillingham_intertie | 6 | Yes | Aleknagik | Dillingham
Eagle_intertie | 4 | Yes | Eagle Village | Eagle
Glennallen_intertie | 4 | Yes | Gakona | Gulkana | Copper Center | Kenny Lake | Mendeltna | Tazlina | Nelchina | Silver Springs | Tolsona | Tonsina | Nelchina | Valdez | #Sheep Mountain | Copperville | Nabesna | Willow Creek
Haines_intertie | 3 | Yes | Covenant Life | Mud Bay | Skagway | Haines
Kasigluk_intertie | 6 | Yes | Nunapitchuk | Kasigluk
Ketchikan_intertie | 6 | Yes | Petersburg | Wrangell | Saxman | Ketchikan
Shungnak_intertie | 3 | Yes | Kobuk | Shungnak
Kodiak_intertie | 6 | Yes | Womens Bay | Kodiak Station | Port Lions | Kodiak
Upper Kalskag_intertie | 4 | Yes | Lower Kalskag | Kalskag
Naknek_intertie | 4 | Yes | King Salmon | South Naknek | Naknek
Newhalen_intertie | 4 | Yes | Iliamna | Nondalton | Newhalen
Northway_intertie | 2 | Yes | Northway Junction | Northway Village | Northway
Saint Mary's_intertie | 6 | Yes | Pitkas Point | Saint Mary's |  |  |  |  | #Andreafsky
Slana_intertie | 4 | Yes | Chistochina | Mentasta Lake | Slana
Tok_intertie | 4 | Yes | Tanacross | Tetlin | Dot Lake Village | Dot Lake | Tok
Toksook Bay_intertie | 6 | Yes | Nightmute | Tununak | Toksook Bay

## Sheet3
Distance in miles: Difference in wind class from Assumption (negative is wind map is greater than assumption
Community | 1 | 2 | 3 | 4 | 5 | max | Wind class to Model (within 1 mile) | High Turbulence (Y/N) | Cross Ref | Assumed Wind Class | Wind Resource | Notes | Data Source | Wind Map (1 mile) | Wind map (max within 5 miles) | Notes |  | Assumed Wind Class | Wind Resource | Wind Map (1 mile) | Wind map (max within 5 miles) | Notes | 1 | 2 | 3 | 4 | 5
Adak | 6 | 7 |  |  |  | 7 | 6 | N | 0 | 6 | H | CONCERN ON EXISTING GEN OVERSIZED | NREL Wind Map | Adak | 6 | NREL Wind Map | 0 | 6 | H | 6 | 7 | CONCERN ON EXISTING GEN OVERSIZED | 0 | -1
Akhiok | 6 | 7 |  |  |  | 7 | 6 | N | 0 | 4 | M | POSSIBLY HIGHER WIND RESOURCE ON RIDGE 500' ELEV TO THE WEST | NREL Wind Map | Akhiok | 6 | NREL Wind Map | 0 | 4 | M | 6 | 7 | POSSIBLY HIGHER WIND RESOURCE ON RIDGE 500' ELEV TO THE WEST | -2 | -3
Akiachak | 2 |  |  |  |  | 2 | 2 | N | 0 | 2 | L | 0 | NREL Wind Map | Akiachak | 2 | NREL Wind Map | 0 | 2 | L | 2 | 2 | 0 | 0
Akiak | 1 |  | 2 |  |  | 2 | 1 | N | 0 | 2 | L | 0 | NREL Wind Map | Akiak | 1 | NREL Wind Map | 0 | 2 | L | 1 | 2 | 0 | 1 |  | 0
Akutan | 7 |  |  |  |  | 7 | 7 | N | 0 | 6 | H | LOAD <100 KW | NREL Wind Map | Akutan | 7 | NREL Wind Map | 0 | 6 | H | 7 | 7 | LOAD <100 KW | -1
Alakanuk | 2 |  |  |  |  | 2 | 4 | N | 0 | 4 | M | OPERATING | Regional Planners | Alakanuk | 4 | Regional Planners | 0 | 4 | M | 2 | 2 | OPERATING | 2
Alatna | 1 |  |  |  |  | 1 | 1 | N | 0 | #N/A | L | 0 | NREL Wind Map | Allakaket | 1 | NREL Wind Map | 0 | 2 | L | 1 | 1 | 0 | 1
Alcan Border | 1 |  |  |  |  | 1 | 1 | N | 0 | #N/A | 0 | 0 | NREL Wind Map | Ambler | 1 | NREL Wind Map | 0 | 1 | 0 | 1 | 1 | 0 | 0
Aleknagik | 1 | 3 | 6 |  |  | 6 | 1 | N | 0 | #N/A | H | TIE TO DILLINGHAM. HIGH RESOURCE IN CINNABAR MT. POSS LARGER WTGS ON CINNABAR. | NREL Wind Map | Anaktuvuk Pass | 1 | NREL Wind Map | 0 | 2 | 0 | 1 | 7 | 0 | 1 | -3 | -5
Aleneva | 3 | 7 |  |  |  | 7 | 3 | N | #N/A | #N/A | 0 | 0 | NREL Wind Map | Angoon | 1 | NREL Wind Map | 0 | 2 | 0 | 1 | 2 | 0 | 1 |  | 0
Allakaket | 1 |  |  |  |  | 1 | 1 | N | 0 | 2 | L | 0 | NREL Wind Map | Aniak | 1 | NREL Wind Map | 0 | 2 | L | 1 | 2 | BETTER RESOURCE ACROSS RIVER BUT NEED SUB CABLE | 1 |  | 0
Ambler | 1 |  |  |  |  | 1 | 1 | N | 0 | 1 | 0 | 0 | NREL Wind Map | Anvik | 1 | NREL Wind Map | 0 | 2 | L | 1 | 1 | 0 | 1
Anaktuvuk Pass | 1 | 5 | 7 |  |  | 7 | 1 | N | 0 | 2 | 0 | 0 | NREL Wind Map | Arctic Village | 1 | NREL Wind Map | 0 | 2 | L | 1 | 6 | 0 | 1 |  |  | -4
Anchor Point | 2 | 3 |  |  |  | 3 | 2 | N | #N/A | #N/A | 0 | 0 | NREL Wind Map | Atka | 6 | NREL Wind Map | 0 | 6 | H | 6 | 7 | NEED LOAD FROM ATKA PRIDE | 0 | -1
Anchorage | 1 |  | 2 |  |  | 2 | 1 | N | #N/A | #N/A | 0 | 0 | NREL Wind Map | Atmautluak | 5 | AEA 30-m met tower | 5 | 6 | H | 3 | 4 | LITTLE LAND | 3 |  |  | 2
Anderson | 1 |  |  |  |  | 1 | 1 | N | #N/A | #N/A | 0 | 0 | NREL Wind Map | Atqasuk | 2 | NREL Wind Map | 0 | 3 | 0 | 2 | 2 | 0 | 1
Angoon | 1 |  | 2 |  |  | 2 | 1 | N | 0 | 2 | 0 | 0 | NREL Wind Map | Barrow | 3 | NREL Wind Map | 0 | 4 | 0 | 3 | 4 | 0 | 1 |  |  |  | 0
Aniak | 1 |  | 2 |  |  | 2 | 1 | N | 0 | 2 | L | BETTER RESOURCE ACROSS RIVER BUT NEED SUB CABLE | NREL Wind Map | Beaver | 1 | NREL Wind Map | 0 | 2 | L | 1 | 1 | 0 | 1
Anvik | 1 |  |  |  |  | 1 | 1 | N | 0 | 2 | L | 0 | NREL Wind Map | Bethel | 4 | AEA 30-m met tower | 4 | 4 | M | 2 | 3 | ECON OF SCALE HIGH in Bethel, therefore potential is high (see criteria). | 2 |  | 1
Arctic Village | 1 |  |  | 6 |  | 6 | 1 | N | 0 | 2 | L | 0 | NREL Wind Map | Bettles | 1 | NREL Wind Map | 0 | 3 | L | 1 | 2 | 0 | 2 |  |  |  | 1
Atka | 6 | 7 |  |  |  | 7 | 6 | N | 0 | 6 | H | NEED LOAD FROM ATKA PRIDE | NREL Wind Map | Birch Creek | 1 | NREL Wind Map | 0 | 2 | L | 1 | 1 | 0 | 1
Atmautluak | 3 |  |  | 4 |  | 4 | 5 | N | 5 | 6 | H | LITTLE LAND | AEA 30-m met tower | Brevig Mission | 4 | NREL Wind Map | 0 | 7 | 0 | 4 | 7 | 0 | 3 | 0
Atqasuk | 2 |  |  |  |  | 2 | 2 | N | 0 | 3 | 0 | 0 | NREL Wind Map | Buckland | 1 | NREL Wind Map | 0 | 4 | 0 | 1 | 3 | 0 | 3 | 2 |  |  | 1
Attu Station | 7 |  |  |  |  | 7 | 7 | N | #N/A | #N/A | 0 | 0 | NREL Wind Map | Central | 1 | NREL Wind Map | 0 | 2 | L | 1 | 1 | 0 | 1
Badger | 1 |  |  |  |  | 1 | 1 | N | #N/A | #N/A | 0 | 0 | NREL Wind Map | Chalkyitsik | 1 | NREL Wind Map | 0 | 2 | L | 1 | 1 | 0 | 1
Barrow | 3 |  |  |  | 4 | 4 | 3 | N | 0 | 4 | 0 | 0 | NREL Wind Map | Chefornak | 4 | NREL Wind Map | 0 | 6 | H | 4 | 5 | 0 | 2 |  |  |  | 1
Bear Creek | 4 | 7 |  |  |  | 7 | 4 | N | #N/A | #N/A | 0 | 0 | NREL Wind Map | Chevak | 6 | NREL Wind Map | 6 | 6 | H | 4 | 4 | OPERATING | 2
Beaver | 1 |  |  |  |  | 1 | 1 | N | 0 | 2 | L | 0 | NREL Wind Map | Chignik | 5 | NREL Wind Map | 5 | 6 | H | 7 | 7 | CLASS 5-6 BUT HIGHLY TURBULENT SO NO SITE | -1
Beluga | 1 |  | 2 |  |  | 2 | 1 | N | #N/A | #N/A | 0 | 0 | NREL Wind Map | Chignik Lagoon | 5 | NREL Wind Map | 0 | 2 | L | 5 | 7 | 0 | -3 | -5
Bethel | 2 |  | 3 |  |  | 3 | 4 | N | 4 | 4 | M | ECON OF SCALE HIGH in Bethel, therefore potential is high (see criteria). | AEA 30-m met tower | Chignik Lake | 5 | NREL Wind Map | 0 | 4 | M | 5 | 7 | See Rich email 4/8/15. | -1 | -2 | -3
Bettles | 1 |  |  |  | 2 | 2 | 1 | N | 0 | 3 | L | 0 | NREL Wind Map | Chitina | 1 | NREL Wind Map | 0 | 4 | M | 1 | 3 | 0 | 3 | 2 | 1
Big Delta | 1 | 2 |  |  |  | 2 | 1 | N | #N/A | #N/A | 0 | 0 | NREL Wind Map | Chuathbaluk | 1 | NREL Wind Map | 0 | 2 | L | 1 | 7 | 0 | 1 |  | 0 | -2 | -5
Big Lake | 1 |  |  |  |  | 1 | 1 | N | #N/A | #N/A | 0 | 0 | NREL Wind Map | Circle | 1 | NREL Wind Map | 0 | 2 | L | 1 | 1 | 0 | 1
Birch Creek | 1 |  |  |  |  | 1 | 1 | N | 0 | 2 | L | 0 | NREL Wind Map | Cold Bay | 6 | NREL Wind Map | 0 | 6 | H | 6 | 7 | 0 | 0 |  | -1
Brevig Mission | 4 | 7 |  |  |  | 7 | 4 | N | 0 | 7 | 0 | 0 | NREL Wind Map | Cordova | 4 | NREL Wind Map | 4 | 4 | M | 4 | 7 | 0 | 0 | -2 | -3
Buckland | 1 | 2 |  |  | 3 | 3 | 1 | N | 0 | 4 | 0 | 0 | NREL Wind Map | Craig | 2 | NREL Wind Map | 0 | 7 | 0 | 2 | 7 | 0 | 5 | 3 | 0
Buffalo Soapstone | 1 | 2 | 4 | 5 | 6 | 6 | 1 | N | #N/A | #N/A | 0 | 0 | NREL Wind Map | Crooked Creek | 3 | NREL Wind Map | 0 | 2 | L | 3 | 3 | 0 | -1
Butte | 2 |  |  | 6 | 7 | 7 | 2 | N | #N/A | #N/A | 0 | 0 | NREL Wind Map | Deering | 3 | NREL Wind Map | 0 | 3 | 0 | 3 | 3 | 0 | 0
Cantwell | 1 | 2 | 4 |  | 6 | 6 | 1 | N | #N/A | #N/A | 0 | 0 | NREL Wind Map | Dillingham | 3 | NREL Wind Map | 3 | 6 | M | 3 | 3 | 0 | 3
Central | 1 |  |  |  |  | 1 | 1 | N | 0 | 2 | L | 0 | NREL Wind Map | Diomede | 7 | NREL Wind Map | 0 | 7 | 0 | 7 | 7 | 0 | 0
Chalkyitsik | 1 |  |  |  |  | 1 | 1 | N | 0 | 2 | L | 0 | NREL Wind Map | Eagle | 1 | NREL Wind Map | 0 | 4 | L | 1 | 2 | 0 | 3 |  |  | 2
Chase | 1 |  |  |  | 2 | 2 | 1 | N | #N/A | #N/A | 0 | 0 | NREL Wind Map | Eek | 3 | NREL Wind Map | 0 | 4 | M | 3 | 3 | 0 | 1
Chefornak | 4 |  |  |  | 5 | 5 | 4 | N | 0 | 6 | H | 0 | NREL Wind Map | Egegik | 4 | NREL Wind Map | 0 | 4 | M | 4 | 4 | 0 | 0
Chena Ridge | 4 |  |  |  | 5 | 5 | 4 | N | #N/A | #N/A | 0 | 0 | NREL Wind Map | Ekwok | 2 | NREL Wind Map | 0 | 2 | L | 2 | 2 | POSS TIE TO NEW STUYAKOK. | 0
Chenega Bay | 3 | 4 |  |  | 5 | 5 | 3 | N | 0 | #N/A | L | 0 | NREL Wind Map | Elfin Cove | 7 | NREL Wind Map | 0 | 7 | 0 | 7 | 7 | 0 | 0
Chevak | 4 |  |  |  |  | 4 | 6 | N | 6 | 6 | H | OPERATING | AEA 30-m met tower | Elim | 4 | NREL Wind Map | 0 | 4 | 0 | 4 | 5 | 0 | 0 |  |  | -1
Chickaloon | 1 |  | 3 | 6 | 7 | 7 | 1 | N | #N/A | #N/A | 0 | 0 | NREL Wind Map | Emmonak | 2 | NREL Wind Map | 0 | 4 | M | 2 | 2 | OPERATING | 2
Chicken | 1 |  |  |  |  | 1 | 1 | N | 0 | #N/A | 0 | 0 | NREL Wind Map | False Pass | 7 | NREL Wind Map | 0 | 7 | H | 7 | 7 | CDR BY MARSH CR: NEED RPSU | 0
Chignik | 7 |  |  |  |  | 7 | 5 | Y | 5 | 6 | H | CLASS 5-6 BUT HIGHLY TURBULENT SO NO SITE | AEA 30-m met tower | Fort Yukon | 1 | NREL Wind Map | 0 | 2 | L | 1 | 1 | 0 | 1
Chignik Lagoon | 5 | 7 |  |  |  | 7 | 5 | N | 0 | 2 | L | 0 | NREL Wind Map | Galena | 1 | NREL Wind Map | 0 | 2 | L | 1 | 1 | 0 | 1
Chignik Lake | 5 | 6 | 7 |  |  | 7 | 5 | N | 0 | 4 | M | See Rich email 4/8/15. | NREL Wind Map | Gambell | 7 | NREL Wind Map | 7 | 7 | 0 | 7 | 7 | 0 | 0
Chiniak | 5 |  |  |  |  | 5 | 5 | N | 0 | #N/A | 0 | 0 | NREL Wind Map | Glennallen | 1 | NREL Wind Map | 0 | 4 | L | 1 | 1 | 0 | 3
Chisana | 1 |  |  | 3 | 7 | 7 | 1 | N | #N/A | #N/A | 0 | 0 | NREL Wind Map | Golovin | 3 | NREL Wind Map | 0 | 4 | 0 | 3 | 6 | 0 | 1 |  |  | -2
Chistochina | 1 |  |  |  |  | 1 | 1 | N | 0 | #N/A | L | 0 | NREL Wind Map | Goodnews Bay | 5 | NREL Wind Map | 0 | 6 | H | 5 | 7 | 0 | 1 | 0 |  | -1
Chitina | 1 | 2 | 3 |  |  | 3 | 1 | N | 0 | 4 | M | 0 | NREL Wind Map | Grayling | 1 | NREL Wind Map | 0 | 2 | L | 1 | 4 | 0 | 1 |  |  | 0 | -2
Chuathbaluk | 1 |  | 2 | 4 | 7 | 7 | 1 | N | 0 | 2 | L | 0 | NREL Wind Map | Gustavus | 1 | NREL Wind Map | 0 | 1 | 0 | 1 | 2 | 0 | 0 | -1
Circle | 1 |  |  |  |  | 1 | 1 | N | 0 | 2 | L | 0 | NREL Wind Map | Haines | 3 | NREL Wind Map | 0 | 3 | 0 | 3 | 7 | 0 | 0 | -2 |  | -4
Clam Gulch | 1 |  |  |  |  | 1 | 1 | N | #N/A | #N/A | 0 | 0 | NREL Wind Map | Healy Lake | 2 | NREL Wind Map | 0 | 2 | L | 2 | 5 | 0 | 0 |  | -1 | -3
Clark's Point | 3 |  |  | 4 |  | 4 | 4 | N | 4 | #N/A | M | POTENTIAL BIRD PERMITTING ISSUES. | AEA 30-m met tower | Holy Cross | 1 | NREL Wind Map | 0 | 2 | L | 1 | 1 | 0 | 1
Coffman Cove | 2 |  |  |  | 4 | 4 | 2 | N | 0 | #N/A | 0 | 0 | NREL Wind Map | Hoonah | 2 | NREL Wind Map | 0 | 4 | 0 | 2 | 3 | 0 | 2 |  |  |  | 1
Cohoe | 1 | 2 |  |  |  | 2 | 1 | N | #N/A | #N/A | 0 | 0 | NREL Wind Map | Hooper Bay | 6 | NREL Wind Map | 0 | 6 | H | 6 | 6 | OPERATING | 0
Cold Bay | 6 |  | 7 |  |  | 7 | 6 | N | 0 | 6 | H | 0 | NREL Wind Map | Hughes | 1 | NREL Wind Map | 0 | 2 | L | 1 | 3 | 10 M MET TOWER INSTALLED TO VERIFY WIND MAP | 1 |  |  |  | -1
Coldfoot | 1 | 2 | 4 | 6 | 7 | 7 | 1 | N | #N/A | #N/A | 0 | 0 | NREL Wind Map | Huslia | 1 | NREL Wind Map | 0 | 2 | L | 1 | 1 | 0 | 1
College | 1 |  |  |  |  | 1 | 1 | N | #N/A | #N/A | 0 | 0 | NREL Wind Map | Igiugig | 2 | NREL Wind Map | 0 | 2 | L | 2 | 4 | 0 | 0 | -1 |  |  | -2
Cooper Landing | 1 | 7 |  |  |  | 7 | 1 | N | #N/A | #N/A | 0 | 0 | NREL Wind Map | Juneau | 7 | NREL Wind Map | #N/A | 6 | 0 | 7 | 7 | 0 | -1
Copper Center | 1 |  |  |  |  | 1 | 1 | N | 0 | #N/A | L | 0 | NREL Wind Map | Kake | 1 | NREL Wind Map | 0 | 3 | 0 | 1 | 4 | 0 | 2 |  | 1 |  | -1
Cordova | 4 | 6 | 7 |  |  | 7 | 4 | N | 4 | 4 | M | 0 | AEA 30-m met tower | Kaktovik | 6 | NREL Wind Map | 0 | 5 | 0 | 6 | 6 | 0 | -1
Covenant Life | 1 |  | 2 | 4 |  | 4 | 1 | N | 0 | #N/A | 0 | 0 | NREL Wind Map | Kaltag | 1 | NREL Wind Map | 0 | 2 | L | 1 | 3 | 0 | 1 |  |  | 0 | -1
Craig | 2 | 4 | 7 |  |  | 7 | 2 | N | 0 | 7 | 0 | 0 | NREL Wind Map | Karluk | 7 | NREL Wind Map | 0 | 2 | L | 7 | 7 | LIKELY STRONG BUT SEVERE WIND RESOURCE ON RIDGE | -5
Crooked Creek | 3 |  |  |  |  | 3 | 3 | N | 0 | 2 | L | 0 | NREL Wind Map | Kasigluk | 3 | NREL Wind Map | 0 | 6 | H | 3 | 5 | OPERATING | 3 | 2 |  |  | 1
Crown Point | 1 | 6 | 7 |  |  | 7 | 1 | N | #N/A | #N/A | 0 | 0 | NREL Wind Map | Ketchikan | 1 | NREL Wind Map | 0 | 6 | 0 | 1 | 7 | 0 | 5 | 0 | -1
Deering | 3 |  |  |  |  | 3 | 3 | N | 0 | 3 | 0 | 0 | NREL Wind Map | Kiana | 1 | NREL Wind Map | 0 | 2 | 0 | 1 | 3 | 0 | 1 |  | 0 | -1
Delta Junction | 1 |  |  |  |  | 1 | 1 | N | #N/A | #N/A | 0 | 0 | NREL Wind Map | King Cove | 7 | NREL Wind Map | 0 | 6 | H | 7 | 7 | ONE NET STUDY FOUND TURBULENCE, OTHER SITES LIKELY AVAIL BUT NOT STUDIED | -1
Deltana | 1 |  |  |  | 3 | 3 | 1 | N | #N/A | #N/A | 0 | 0 | NREL Wind Map | Kipnuk | 4 | NREL Wind Map | 0 | 6 | H | 4 | 5 | CONFLICT IN COMMUNITY BETWEEN CITY AND TRIBE | 2 |  | 1
Diamond Ridge | 2 |  |  | 3 |  | 3 | 2 | N | #N/A | #N/A | 0 | 0 | NREL Wind Map | Kivalina | 3 | NREL Wind Map | 0 | 5 | 0 | 3 | 4 | 0 | 2 |  | 1
Dillingham | 3 |  |  |  |  | 3 | 3 | N | 3 | 6 | M | 0 | AEA 30-m met tower | Klukwan | 1 | NREL Wind Map | 0 | 1 | 0 | 1 | 4 | 0 | 0 | -2 | -3
Diomede | 7 |  |  |  |  | 7 | 7 | N | 0 | 7 | 0 | 0 | NREL Wind Map | Kodiak | 7 | NREL Wind Map | 7 | 6 | H | 7 | 7 | RENEWABLE ENERGY PENETRATION AT 99%. ADDITIONAL LOAD FOR WIND IS AN ISSUE. | -1
Dot Lake | 1 | 4 | 5 |  |  | 5 | 1 | N | 0 | #N/A | L | TIE TO TOK | NREL Wind Map | Kokhanok | 5 | NREL Wind Map | 6 | 6 | H | 5 | 6 | OPERATING | 1 | 0
Dot Lake Village | 1 |  |  |  |  | 1 | 1 | N | 0 | #N/A | 0 | 0 | NREL Wind Map | Koliganek | 2 | NREL Wind Map | 4 | 4 | M | 2 | 2 | 0 | 2
Dry Creek | 7 |  |  |  |  | 7 | 7 | N | #N/A | #N/A | 0 | 0 | NREL Wind Map | Kongiganak | 5 | NREL Wind Map | 6 | 6 | H | 5 | 5 | OPERATING | 1
Eagle | 1 |  |  | 2 |  | 2 | 1 | N | 0 | 4 | L | 0 | NREL Wind Map | Kotlik | 2 | NREL Wind Map | 0 | 4 | M | 2 | 3 | 0 | 2 |  | 1
Eagle Village | 2 |  |  |  |  | 2 | 2 | N | 0 | #N/A | 0 | 0 | NREL Wind Map | Kotzebue | 3 | NREL Wind Map | 0 | 4 | 0 | 3 | 4 | 0 | 1 |  |  |  | 0
Edna Bay | 2 | 3 |  |  |  | 3 | 2 | N | #N/A | #N/A | 0 | 0 | NREL Wind Map | Koyuk | 2 | NREL Wind Map | 0 | 4 | 0 | 2 | 3 | 0 | 2 |  |  | 1
Eek | 3 |  |  |  |  | 3 | 3 | N | 0 | 4 | M | 0 | NREL Wind Map | Koyukuk | 1 | NREL Wind Map | 0 | 2 | L | 1 | 1 | HIGH TERRAIN NEARBY MAY HOLD WIND RESOURCE | 1
Egegik | 4 |  |  |  |  | 4 | 4 | N | 0 | 4 | M | 0 | NREL Wind Map | Kwethluk | 2 | NREL Wind Map | 0 | 2 | L | 2 | 2 | LOCAL GOVT SLOW ON REPORTS, NO GOOD WIND SITES | 0
Eielson AFB | 1 |  |  |  |  | 1 | 1 | N | #N/A | #N/A | 0 | 0 | NREL Wind Map | Kwigillingok | 5 | NREL Wind Map | 0 | 6 | H | 5 | 5 | OPERATING | 1
Ekwok | 2 |  |  |  |  | 2 | 2 | N | 0 | 2 | L | POSS TIE TO NEW STUYAKOK. | NREL Wind Map | Larsen Bay | 1 | NREL Wind Map | 0 | 4 | M | 1 | 7 | 0 | 3 | -2 | -3
Elfin Cove | 7 |  |  |  |  | 7 | 7 | N | 0 | 7 | 0 | 0 | NREL Wind Map | Levelock | 2 | NREL Wind Map | 0 | 2 | L | 2 | 2 | 0 | 0
Elim | 4 |  |  | 5 |  | 5 | 4 | N | 0 | 4 | 0 | 0 | NREL Wind Map | Lime Village | 1 | NREL Wind Map | 0 | 2 | L | 1 | 6 | 0 | 1 |  | 0 | -4
Emmonak | 2 |  |  |  |  | 2 | 2 | N | 0 | 4 | M | OPERATING | NREL Wind Map | Manley Hot Springs | 1 | NREL Wind Map | 0 | 4 | M | 1 | 6 | 0 | 3 | 1 | 0 | -2
Ester | 1 |  | 2 |  |  | 2 | 1 | N | #N/A | #N/A | 0 | 0 | NREL Wind Map | Manokotak | 4 | NREL Wind Map | 0 | 4 | M | 4 | 7 | POSS TIE DILLINGHAM | 0 |  | -2 |  | -3
Eureka Roadhouse | 1 |  | 2 |  |  | 2 | 1 | N | #N/A | #N/A | 0 | 0 | NREL Wind Map | Marshall | 3 | NREL Wind Map | 0 | 4 | M | 3 | 7 | 0 | 1 |  | 0 | -2 | -3
Evansville | 1 |  |  |  |  | 1 | 1 | N | 0 | #N/A | 0 | 0 | NREL Wind Map | McGrath | 1 | NREL Wind Map | 0 | 2 | L | 1 | 2 | 0 | 1 |  |  |  | 0
Excursion Inlet | 4 | 6 | 7 |  |  | 7 | 4 | N | #N/A | #N/A | 0 | 0 | NREL Wind Map | Mekoryuk | 5 | NREL Wind Map | 6 | 6 | H | 5 | 6 | OPERATING | 1 | 0
Fairbanks | 1 |  |  |  |  | 1 | 1 | N | #N/A | #N/A | 0 | 0 | NREL Wind Map | Metlakatla | 1 | NREL Wind Map | 0 | 3 | 0 | 1 | 6 | 0 | 2 | 0 | -3
False Pass | 7 |  |  |  |  | 7 | 7 | N | 0 | 7 | H | CDR BY MARSH CR: NEED RPSU | NREL Wind Map | Minto | 2 | NREL Wind Map | 0 | 4 | M | 2 | 5 | 0 | 2 |  |  | 1 | -1
Farm Loop | 3 |  |  |  |  | 3 | 3 | N | #N/A | #N/A | 0 | 0 | NREL Wind Map | Mountain Village | 5 | NREL Wind Map | 0 | 6 | H | 5 | 5 | FEAS UNDERWAY, WIND STABLE, NEED FEAS COMPLETE | 1
Farmers Loop | 3 |  |  |  |  | 3 | 3 | N | #N/A | #N/A | 0 | 0 | NREL Wind Map | Naknek | 3 | NREL Wind Map | 4 | 4 | M | 3 | 3 | TIE TO NAKNEK, KING SALMON AND S NAKNEK | 1
Ferry | 6 |  |  |  |  | 6 | 6 | N | #N/A | #N/A | 0 | 0 | NREL Wind Map | Napaskiak | 2 | NREL Wind Map | 0 | 2 | L | 2 | 3 | 0 | 0 |  |  | -1
Fishhook | 1 | 5 |  |  | 6 | 6 | 1 | N | #N/A | #N/A | 0 | 0 | NREL Wind Map | Naukati Bay | 1 | NREL Wind Map | 0 | 0 | 0 | 1 | 2 | 0 | -1 | -2
Flat | 1 | 3 | 4 | 5 |  | 5 | 1 | N | #N/A | #N/A | 0 | 0 | NREL Wind Map | Nelson Lagoon | 5 | NREL Wind Map | 0 | 6 | H | 5 | 5 | PERMITTING DIFFICULT BECAUSE ON SPIT. MONOPOLE W ANEM, VANE ONSITE. | 1
Fort Greely | 2 | 3 | 4 |  | 6 | 6 | 2 | N | #N/A | #N/A | 0 | 0 | NREL Wind Map | New Stuyahok | 2 | NREL Wind Map | 4 | 4 | M | 2 | 3 | POSS TIE EKWOK. SITING ISSUES AT OLD AIRPORT. | 2 |  |  | 1
Fort Yukon | 1 |  |  |  |  | 1 | 1 | N | 0 | 2 | L | 0 | NREL Wind Map | Newhalen | 4 | NREL Wind Map | 0 | 4 | M | 4 | 5 | TIE TO ILIAMNA NEWHALEN AND NONDALTON | 0 | -1
Four Mile Road | 1 | 4 |  |  |  | 4 | 4 | N | #N/A | #N/A | 0 | 0 | NREL Wind Map | Newtok | 4 | NREL Wind Map | 3 | 6 | H | 4 | 5 | DEVELOPABILITY LOW SINCE MOVING | 2 |  | 1
Fox | 1 | 2 |  |  |  | 2 | 1 | N | #N/A | #N/A | 0 | 0 | NREL Wind Map | Nikolai | 1 | NREL Wind Map | 0 | 2 | L | 1 | 1 | 0 | 1
Fox River | 1 |  | 2 |  | 4 | 4 | 1 | N | #N/A | #N/A | 0 | 0 | NREL Wind Map | Nikolski | 7 | NREL Wind Map | 7 | 6 | H | 7 | 7 | PROJECT IN PLACE BUT NOT FUNCTIONING | -1
Fritz Creek | 2 | 3 |  |  |  | 3 | 2 | N | #N/A | #N/A | 0 | 0 | NREL Wind Map | Noatak | 1 | NREL Wind Map | 0 | 1 | 0 | 1 | 2 | 0 | 0 |  |  |  | -1
Funny River | 1 |  |  |  |  | 1 | 1 | N | #N/A | #N/A | 0 | 0 | NREL Wind Map | Nome | 3 | NREL Wind Map | 0 | 7 | 0 | 3 | 5 | 0 | 4 |  |  | 2
Gakona | 1 |  |  |  |  | 1 | 1 | N | 0 | #N/A | L | MET TOWER NEAR GAKONA | NREL Wind Map | Noorvik | 1 | NREL Wind Map | 0 | 3 | 0 | 1 | 2 | 0 | 2 |  |  |  | 1
Galena | 1 |  |  |  |  | 1 | 1 | N | 0 | 2 | L | 0 | NREL Wind Map | Northway | 1 | NREL Wind Map | 0 | 2 | L | 1 | 1 | 0 | 1
Gambell | 7 |  |  |  |  | 7 | 7 | N | 7 | 7 | 0 | 0 | AEA 30-m met tower | Nuiqsut | 2 | NREL Wind Map | 0 | 3 | 0 | 2 | 2 | 0 | 1
Game Creek | 1 | 2 | 3 | 4 | 5 | 5 | 1 | N | #N/A | #N/A | 0 | 0 | NREL Wind Map | Nulato | 1 | NREL Wind Map | 0 | 2 | L | 1 | 1 | 0 | 1
Gateway | 2 |  |  |  |  | 2 | 2 | N | #N/A | #N/A | 0 | 0 | NREL Wind Map | Nunam Iqua | 3 | NREL Wind Map | 4 | 4 | M | 3 | 4 | LIMITED SITES AND BARELY ENOUGH LOAD. PURSUING EE AND DIESEL PLANT UPGRADES | 1 |  |  |  | 0
Glacier View | 2 |  |  |  |  | 2 | 2 | N | #N/A | #N/A | 0 | 0 | NREL Wind Map | Old Harbor | 6 | NREL Wind Map | 0 | 2 | L | 6 | 7 | AVE LOAD = 97 KW, THUS <100, BUT LOAD ASSUMED ACCEPTABLE. | -4 | -5
Glennallen | 1 |  |  |  |  | 1 | 1 | N | 0 | 4 | L | 0 | NREL Wind Map | Ouzinkie | 3 | NREL Wind Map | 0 | 4 | M | 3 | 7 | 0 | 1 | -1 | -3
Goldstream | 1 |  |  |  |  | 1 | 1 | N | #N/A | #N/A | 0 | 0 | NREL Wind Map | Pedro Bay | 4 | NREL Wind Map | 0 | 4 | M | 4 | 7 | 0 | 0 | -3
Golovin | 3 |  |  | 6 |  | 6 | 3 | N | 0 | 4 | 0 | 0 | NREL Wind Map | Pelican | 2 | NREL Wind Map | 0 | 3 | 0 | 2 | 7 | 0 | 1 | -4
Goodnews Bay | 5 | 6 |  | 7 |  | 7 | 5 | N | 0 | 6 | H | 0 | NREL Wind Map | Perryville | 3 | NREL Wind Map | 2 | 6 | H | 3 | 7 | OPERATING, BUT ONLY 2-PHASE POWER TO WIND FARM, SO UNBALANCED. Developability assigned M since project in place, despite low load. | 3 |  | 2 | -1
Grayling | 1 |  |  | 2 | 4 | 4 | 1 | N | 0 | 2 | L | 0 | NREL Wind Map | Pilot Point | 3 | NREL Wind Map | 0 | 4 | M | 3 | 4 | OPERATING 10 KW, NON-OPERATING 10 KW | 1 |  |  | 0
Gulkana | 1 |  |  |  |  | 1 | 1 | N | 0 | #N/A | L | 0 | NREL Wind Map | Pilot Station | 3 | NREL Wind Map | 0 | 4 | M | 3 | 4 | CONSIDERED FOR TIE TO ST MARYS, BUT MUSHY AND EXPENSIVE?. | 1 |  |  | 0
Gustavus | 1 | 2 |  |  |  | 2 | 1 | N | 0 | 1 | 0 | 0 | NREL Wind Map | Platinum | 5 | NREL Wind Map | 0 | 6 | H | 5 | 7 | 0 | 1 | 0 |  | -1
Haines | 3 | 5 |  | 7 |  | 7 | 3 | N | 0 | 3 | 0 | 0 | NREL Wind Map | Point Hope | 6 | NREL Wind Map | 0 | 6 | 0 | 6 | 6 | 0 | 0
Halibut Cove | 2 | 5 | 7 |  |  | 7 | 2 | N | #N/A | #N/A | 0 | 0 | NREL Wind Map | Point Lay | 4 | NREL Wind Map | 0 | 5 | 0 | 4 | 4 | 0 | 1
Happy Valley | 1 | 2 |  |  |  | 2 | 1 | N | #N/A | #N/A | 0 | 0 | NREL Wind Map | Port Alsworth | 2 | NREL Wind Map | 0 | 2 | L | 2 | 7 | 0 | 0 | -1 | -4 | -5
Harding-Birch Lakes | 3 |  |  |  |  | 3 | 3 | N | #N/A | #N/A | 0 | 0 | NREL Wind Map | Port Heiden | 4 | NREL Wind Map | 5 to 6 | 4 | M | 4 | 5 | RPSU CDR IN PROGRESS, WILL CONSIDER WIND | 0 | -1
Healy | 6 |  | 7 |  |  | 7 | 6 | N | #N/A | #N/A | 0 | 0 | NREL Wind Map | Quinhagak | 4 | NREL Wind Map | 3 | 6 | H | 4 | 4 | OPERATING | 2
Healy Lake | 2 |  | 3 | 5 |  | 5 | 2 | N | 0 | 2 | L | 0 | NREL Wind Map | Red Devil | 1 | NREL Wind Map | 0 | 4 | M | 1 | 3 | 0 | 3 |  |  | 1
Hobart Bay | 1 | 2 | 3 |  |  | 3 | 1 | N | #N/A | #N/A | 0 | 0 | NREL Wind Map | Ruby | 1 | NREL Wind Map | 0 | 2 | L | 1 | 2 | 0 | 1 |  |  | 0
Hollis | 1 | 3 | 4 | 5 |  | 5 | 1 | N | 0 | #N/A | 0 | 0 | NREL Wind Map | Russian Mission | 1 | NREL Wind Map | 0 | 2 | L | 1 | 2 | OTHER MET TOWERS NEARBY | 1 |  |  | 0
Holy Cross | 1 |  |  |  |  | 1 | 1 | N | 0 | 2 | L | 0 | NREL Wind Map | Saint George | 7 | NREL Wind Map | 7 | 6 | H | 7 | 7 | RPSU COMPLETED. PROJECT SOON TO OPERATE | -1
Homer | 2 | 3 |  |  |  | 3 | 2 | N | #N/A | #N/A | 0 | 0 | NREL Wind Map | Saint Mary's | 3 | NREL Wind Map | 0 | 6 | H | 3 | 5 | THROUGH 65% DESIGN | 3 |  | 2 |  | 1
Hoonah | 2 |  |  |  | 3 | 3 | 2 | N | 0 | 4 | 0 | 0 | NREL Wind Map | Saint Michael | 3 | NREL Wind Map | 0 | 5 | 0 | 3 | 4 | 0 | 2 |  |  |  | 1
Hooper Bay | 6 |  |  |  |  | 6 | 6 | N | 0 | 6 | H | OPERATING | NREL Wind Map | Saint Paul | 6 | NREL Wind Map | 0 | 6 | H | 6 | 7 | OPERATING | 0 | -1
Hope | 1 | 3 | 7 |  |  | 7 | 1 | N | #N/A | #N/A | 0 | 0 | NREL Wind Map | Sand Point | 5 | NREL Wind Map | 0 | 6 | H | 5 | 7 | OPERATING | 1 | 0 | -1
Houston | 1 |  |  |  |  | 1 | 1 | N | #N/A | #N/A | 0 | 0 | NREL Wind Map | Savoonga | 4 | NREL Wind Map | 6 | 6 | 0 | 4 | 7 | 0 | 2 |  |  | 1 | -1
Hughes | 1 |  |  |  | 3 | 3 | 1 | N | 0 | 2 | L | 10 M MET TOWER INSTALLED TO VERIFY WIND MAP | NREL Wind Map | Scammon Bay | 5 | NREL Wind Map | 0 | 6 | H | 5 | 7 | NO EXISTING ROAD TO WIND SITE | 1 | 0 | -1
Huslia | 1 |  |  |  |  | 1 | 1 | N | 0 | 2 | L | 0 | NREL Wind Map | Selawik | 2 | NREL Wind Map | 0 | 3 | 0 | 2 | 2 | 0 | 1
Hydaburg | 2 | 3 |  | 4 | 5 | 5 | 2 | N | 0 | #N/A | 0 | 0 | NREL Wind Map | Shageluk | 1 | NREL Wind Map | 0 | 2 | L | 1 | 2 | 0 | 1 |  |  | 0
Hyder | 1 | 2 |  | 3 | 4 | 4 | 1 | N | 0 | #N/A | 0 | 0 | NREL Wind Map | Shaktoolik | 3 | NREL Wind Map | 0 | 4 | 0 | 3 | 3 | 0 | 1
Igiugig | 2 | 3 |  |  | 4 | 4 | 2 | N | 0 | 2 | L | 0 | NREL Wind Map | Shishmaref | 3 | NREL Wind Map | 0 | 5 | 0 | 3 | 4 | 0 | 2 |  | 1
Iliamna | 3 | 4 | 5 |  | 6 | 6 | 3 | N | 0 | #N/A | L | TIE TO ILIAMNA NEWHALEN AND NONDALTON | NREL Wind Map | Shungnak | 1 | NREL Wind Map | 0 | 3 | 0 | 1 | 2 | 0 | 2 |  | 1
Ivanof Bay | 7 |  |  |  |  | 7 | 7 | N | #N/A | #N/A | 0 | 0 | NREL Wind Map | Sitka | 1 | NREL Wind Map | 0 | 7 | 0 | 1 | 7 | 0 | 6 | 1 |  | 0
Juneau | 7 |  |  |  |  | 7 | 7 | N | #N/A | 6 | 0 | 0 | NREL Wind Map | Skagway | 3 | NREL Wind Map | 0 | 3 | 0 | 3 | 7 | 0 | 0 | -1 | -4
Kachemak | 2 | 3 |  |  |  | 3 | 2 | N | #N/A | #N/A | 0 | 0 | NREL Wind Map | Slana | 1 | NREL Wind Map | 0 | 4 | L | 1 | 6 | 0 | 3 |  | 0 | -2
Kake | 1 |  | 2 |  | 4 | 4 | 1 | N | 0 | 3 | 0 | 0 | NREL Wind Map | Sleetmute | 1 | NREL Wind Map | 0 | 6 | H | 1 | 1 | 0 | 5
Kaktovik | 6 |  |  |  |  | 6 | 6 | N | 0 | 5 | 0 | 0 | NREL Wind Map | Stebbins | 4 | NREL Wind Map | 0 | 5 | 0 | 4 | 4 | 0 | 1
Kalifornsky | 1 |  |  |  |  | 1 | 1 | N | #N/A | #N/A | 0 | 0 | NREL Wind Map | Stevens Village | 1 | NREL Wind Map | 0 | 2 | L | 1 | 1 | 0 | 1
Kalskag | 1 |  |  |  |  | 1 | 1 | N | #N/A | #N/A | M | ASSUME THIS IS UPPER KALSKAG | NREL Wind Map | Stony River | 1 | NREL Wind Map | 0 | 2 | L | 1 | 1 | 0 | 1
Kaltag | 1 |  |  | 2 | 3 | 3 | 1 | N | 0 | 2 | L | 0 | NREL Wind Map | Takotna | 1 | NREL Wind Map | 0 | 4 | M | 1 | 5 | 0 | 3 |  | 2 | 0 | -1
Karluk | 7 |  |  |  |  | 7 | 7 | N | 0 | 2 | L | LIKELY STRONG BUT SEVERE WIND RESOURCE ON RIDGE | NREL Wind Map | Tanana | 1 | NREL Wind Map | 0 | 4 | M | 1 | 3 | 0 | 3 | 2 | 1
Kasaan | 2 | 5 |  |  |  | 5 | 2 | N | 0 | #N/A | 0 | 0 | NREL Wind Map | Tatitlek | 1 | NREL Wind Map | 0 | 2 | L | 1 | 7 | 0 | 1 | -2 | -5
Kasigluk | 3 | 4 |  |  | 5 | 5 | 6 | N | 0 | 6 | H | OPERATING | Regional Planners | Teller | 3 | NREL Wind Map | 0 | 5 | 0 | 3 | 5 | 0 | 2 | 1 |  | 0
Kasilof | 1 |  |  | 2 |  | 2 | 1 | N | #N/A | #N/A | 0 | 0 | NREL Wind Map | Tenakee Springs | 1 | NREL Wind Map | 0 | 3 | 0 | 1 | 6 | 0 | 2 | -1 | -3
Kenai | 1 | 2 |  |  |  | 2 | 1 | N | #N/A | #N/A | 0 | 0 | NREL Wind Map | Togiak | 2 | NREL Wind Map | 3 | 4 | M | 2 | 6 | POSS TIE TO TWIN HILLS, TOGIAK | 2 | 1 |  | 0 | -2
Kenny Lake | 1 |  |  | 4 |  | 4 | 1 | N | 0 | #N/A | L | 0 | NREL Wind Map | Tok | 1 | NREL Wind Map | 0 | 4 | M | 1 | 1 | 7-MILE RIDGE MET TOWER | 3
Ketchikan | 1 | 6 | 7 |  |  | 7 | 1 | N | 0 | 6 | 0 | 0 | NREL Wind Map | Toksook Bay | 6 | NREL Wind Map | 6 | 6 | H | 6 | 7 | OPERATING | 0 | -1
Kiana | 1 |  | 2 | 3 |  | 3 | 1 | N | 0 | 2 | 0 | 0 | NREL Wind Map | Tuluksak | 1 | NREL Wind Map | 0 | 4 | M | 1 | 2 | 0 | 3 |  |  |  | 2
King Cove | 7 |  |  |  |  | 7 | 7 | Y | 0 | 6 | H | ONE NET STUDY FOUND TURBULENCE, OTHER SITES LIKELY AVAIL BUT NOT STUDIED | NREL Wind Map | Tuntutuliak | 3 | NREL Wind Map | 0 | 6 | H | 3 | 4 | OPERATING | 3 |  |  | 2
King Salmon | 2 |  |  |  |  | 2 | 2 | N | 0 | #N/A | M | TIE TO NAKNEK, KING SALMON AND S NAKNEK | NREL Wind Map | Twin Hills | 3 | NREL Wind Map | 0 | 2 | L | 3 | 4 | POSS TIE TO TWIN HILLS, TOGIAK | -1 |  |  |  | -2
Kipnuk | 4 |  | 5 |  |  | 5 | 4 | N | 0 | 6 | H | CONFLICT IN COMMUNITY BETWEEN CITY AND TRIBE | NREL Wind Map | Unalakleet | 3 | NREL Wind Map | 0 | 4 | 0 | 3 | 5 | 0 | 1 | 0 | -1
Kivalina | 3 |  | 4 |  |  | 4 | 3 | N | 0 | 5 | 0 | 0 | NREL Wind Map | Unalaska | 6 | NREL Wind Map | 0 | 6 | H | 6 | 7 | 1999 STUDY INDICATED TURBULENCE, NO MET TOWER | 0 | -1
Klawock | 1 | 2 | 3 | 4 | 6 | 6 | 1 | N | 0 | #N/A | 0 | 0 | NREL Wind Map | Venetie | 1 | NREL Wind Map | 0 | 2 | L | 1 | 1 | 0 | 1
Klukwan | 1 | 3 | 4 |  |  | 4 | 1 | N | 0 | 1 | 0 | 0 | NREL Wind Map | Wainwright | 3 | NREL Wind Map | 0 | 5 | 0 | 3 | 3 | 0 | 2
Knik River | 1 |  | 2 | 4 |  | 4 | 1 | N | #N/A | #N/A | 0 | 0 | NREL Wind Map | Wales | 7 | NREL Wind Map | 0 | 7 | 0 | 7 | 7 | 0 | 0
Knik-Fairview | 1 |  |  | 2 |  | 2 | 1 | N | #N/A | #N/A | 0 | 0 | NREL Wind Map | Whale Pass | 1 | NREL Wind Map | 0 | 2 | 0 | 1 | 3 | 0 | 1 |  | 0 | -1
Kobuk | 1 |  |  | 3 | 5 | 5 | 1 | N | 0 | #N/A | 0 | 0 | NREL Wind Map | White Mountain | 1 | NREL Wind Map | 0 | 3 | 0 | 1 | 2 | 0 | 2 |  | 1
Kodiak | 7 |  |  |  |  | 7 | 7 | N | 7 | 6 | H | RENEWABLE ENERGY PENETRATION AT 99%. ADDITIONAL LOAD FOR WIND IS AN ISSUE. | AEA 30-m met tower | Yakutat | 1 | NREL Wind Map | 0 | 2 | 0 | 1 | 2 | 0 | 1 |  | 0
Kodiak Station | 6 | 7 |  |  |  | 7 | #N/A | N | 0 | #N/A | 0 | 0 | NREL Wind Map
Kokhanok | 5 | 6 |  |  |  | 6 | 6 | N | 6 | 6 | H | OPERATING | AEA 30-m met tower
Koliganek | 2 |  |  |  |  | 2 | 4 | N | 4 | 4 | M | 0 | AEA 30-m met tower
Kongiganak | 5 |  |  |  |  | 5 | 6 | N | 6 | 6 | H | OPERATING | AEA 30-m met tower
Kotlik | 2 |  | 3 |  |  | 3 | 2 | N | 0 | 4 | M | 0 | NREL Wind Map
Kotzebue | 3 |  |  |  | 4 | 4 | 3 | N | 0 | 4 | 0 | 0 | NREL Wind Map
Koyuk | 2 |  |  | 3 |  | 3 | 2 | N | 0 | 4 | 0 | 0 | NREL Wind Map
Koyukuk | 1 |  |  |  |  | 1 | 1 | N | 0 | 2 | L | HIGH TERRAIN NEARBY MAY HOLD WIND RESOURCE | NREL Wind Map
Kupreanof | 2 | 5 |  | 6 |  | 6 | 2 | N | #N/A | #N/A | 0 | 0 | NREL Wind Map
Kwethluk | 2 |  |  |  |  | 2 | 2 | N | 0 | 2 | L | LOCAL GOVT SLOW ON REPORTS, NO GOOD WIND SITES | NREL Wind Map
Kwigillingok | 5 |  |  |  |  | 5 | 5 | N | 0 | 6 | H | OPERATING | NREL Wind Map
Lake Louise | 1 |  |  |  |  | 1 | 1 | N | #N/A | #N/A | 0 | 0 | NREL Wind Map
Lake Minchumina | 1 |  |  |  |  | 1 | 1 | N | #N/A | #N/A | L | NO CENTRAL POWER SYSTEM | NREL Wind Map
Lakes | 2 |  |  |  |  | 2 | 2 | N | #N/A | #N/A | 0 | 0 | NREL Wind Map
Larsen Bay | 1 | 6 | 7 |  |  | 7 | 1 | N | 0 | 4 | M | 0 | NREL Wind Map
Lazy Mountain | 3 | 5 |  |  | 7 | 7 | 3 | N | #N/A | #N/A | 0 | 0 | NREL Wind Map
Levelock | 2 |  |  |  |  | 2 | 2 | N | 0 | 2 | L | 0 | NREL Wind Map
Lime Village | 1 |  | 2 | 6 |  | 6 | 1 | N | 0 | 2 | L | 0 | NREL Wind Map
Livengood | 1 | 2 | 3 |  | 4 | 4 | 1 | N | 0 | #N/A | 0 | 0 | NREL Wind Map
Loring | 1 | 2 | 3 |  | 4 | 4 | 1 | N | #N/A | #N/A | 0 | 0 | NREL Wind Map
Lowell Point | 4 | 7 |  |  |  | 7 | 4 | N | #N/A | #N/A | 0 | 0 | NREL Wind Map
Lower Kalskag | 1 |  | 2 | 4 |  | 4 | 1 | N | 0 | #N/A | M | TIE TO UPPER KALSKAG WHERE WIND PROJECT HAS POTENTIAL SITE | NREL Wind Map
Lutak | 1 | 6 | 7 |  |  | 7 | 1 | N | #N/A | #N/A | 0 | 0 | NREL Wind Map
Manley Hot Springs | 1 | 3 | 4 | 6 |  | 6 | 1 | N | 0 | 4 | M | 0 | NREL Wind Map
Manokotak | 4 |  | 6 |  | 7 | 7 | 4 | N | 0 | 4 | M | POSS TIE DILLINGHAM | NREL Wind Map
Marshall | 3 |  | 4 | 6 | 7 | 7 | 3 | N | 0 | 4 | M | 0 | NREL Wind Map
McCarthy | 1 |  |  | 7 |  | 7 | 1 | N | 0 | #N/A | L | 0 | NREL Wind Map
McGrath | 1 |  |  |  | 2 | 2 | 1 | N | 0 | 2 | L | 0 | NREL Wind Map
McKinley Park | 1 | 4 | 7 |  |  | 7 | 1 | N | #N/A | #N/A | 0 | 0 | NREL Wind Map
Meadow Lakes | 1 |  | 2 |  |  | 2 | 1 | N | #N/A | #N/A | 0 | 0 | NREL Wind Map
Mekoryuk | 5 | 6 |  |  |  | 6 | 5 | N | 6 | 6 | H | OPERATING | AEA 30-m met tower
Mendeltna | 1 |  |  |  |  | 1 | 1 | N | 0 | #N/A | 0 | 0 | NREL Wind Map
Mentasta Lake | 1 |  | 5 | 6 | 7 | 7 | 1 | N | 0 | #N/A | M | 0 | NREL Wind Map
Mertarvik | 1 |  | 5 | 6 | 7 | 7 | 1 | N | #N/A | #N/A | H | 0 | NREL Wind Map
Metlakatla | 1 | 3 | 6 |  |  | 6 | 1 | N | 0 | 3 | 0 | 0 | NREL Wind Map
Minto | 2 |  |  | 3 | 5 | 5 | 2 | N | 0 | 4 | M | 0 | NREL Wind Map
Moose Creek | 1 |  |  |  |  | 1 | 1 | N | #N/A | #N/A | 0 | 0 | NREL Wind Map
Moose Pass | 1 | 6 | 7 |  |  | 7 | 1 | N | #N/A | #N/A | 0 | 0 | NREL Wind Map
Mosquito Lake | 4 | 5 |  |  |  | 5 | 4 | N | 0 | #N/A | 0 | 0 | NREL Wind Map
Mountain Village | 5 |  |  |  |  | 5 | 5 | N | 0 | 6 | H | FEAS UNDERWAY, WIND STABLE, NEED FEAS COMPLETE | NREL Wind Map
Mud Bay | 5 | 7 |  |  |  | 7 | 5 | N | #N/A | #N/A | 0 | 0 | NREL Wind Map
Nabesna | 5 | 7 |  |  |  | 7 | 5 | N | #N/A | #N/A | 0 | 0 | NREL Wind Map
Naknek | 3 |  |  |  |  | 3 | 4 | N | 4 | 4 | M | TIE TO NAKNEK, KING SALMON AND S NAKNEK | AEA 30-m met tower
Nanwalek | 6 | 7 |  |  |  | 7 | 6 | N | #N/A | #N/A | 0 | 0 | NREL Wind Map
Napakiak | 2 | 3 | 4 |  |  | 4 | 2 | N | 0 | #N/A | M | LARGER BETHEL TURBINES BETTER BET | NREL Wind Map
Napaskiak | 2 |  |  | 3 |  | 3 | 2 | N | 0 | 2 | L | 0 | NREL Wind Map
Naukati Bay | 1 | 2 |  |  |  | 2 | 1 | N | 0 | 0 | 0 | 0 | NREL Wind Map
Nelchina | 1 |  |  |  |  | 1 | 1 | N | 0 | #N/A | L | 0 | NREL Wind Map
Nelson Lagoon | 5 |  |  |  |  | 5 | 5 | N | 0 | 6 | H | PERMITTING DIFFICULT BECAUSE ON SPIT. MONOPOLE W ANEM, VANE ONSITE. | NREL Wind Map
Nenana | 3 |  |  | 4 |  | 4 | 3 | N | #N/A | #N/A | M | 0 | NREL Wind Map
New Allakaket | 1 |  |  |  |  | 1 | 1 | N | 0 | #N/A | 0 | 0 | NREL Wind Map
New Stuyahok | 2 |  |  | 3 |  | 3 | 4 | N | 4 | 4 | M | POSS TIE EKWOK. SITING ISSUES AT OLD AIRPORT. | AEA 30-m met tower
Newhalen | 4 | 5 |  |  |  | 5 | 4 | N | 0 | 4 | M | TIE TO ILIAMNA NEWHALEN AND NONDALTON | NREL Wind Map
Newtok | 4 |  | 5 |  |  | 5 | 3 | N | 3 | 6 | H | DEVELOPABILITY LOW SINCE MOVING | AEA 30-m met tower
Nightmute | 6 |  | 7 |  |  | 7 | 6 | N | 6 | #N/A | H | OPERATING | AEA 30-m met tower
Nikiski | 2 | 3 |  |  |  | 3 | 2 | N | #N/A | #N/A | 0 | 0 | NREL Wind Map
Nikolaevsk | 2 | 3 |  |  |  | 3 | 2 | N | #N/A | #N/A | 0 | 0 | NREL Wind Map
Nikolai | 1 |  |  |  |  | 1 | 1 | N | 0 | 2 | L | 0 | NREL Wind Map
Nikolski | 7 |  |  |  |  | 7 | 7 | N | 7 | 6 | H | PROJECT IN PLACE BUT NOT FUNCTIONING | AEA 30-m met tower
Ninilchik | 2 |  |  |  |  | 2 | 2 | N | #N/A | #N/A | 0 | 0 | NREL Wind Map
Noatak | 1 |  |  |  | 2 | 2 | 1 | N | 0 | 1 | 0 | 0 | NREL Wind Map
Nome | 3 |  |  | 5 |  | 5 | 3 | N | 0 | 7 | 0 | 0 | NREL Wind Map
Nondalton | 1 | 5 | 6 | 7 |  | 7 | 1 | N | 0 | #N/A | L | TIE TO ILIAMNA NEWHALEN AND NONDALTON | NREL Wind Map
Noorvik | 1 |  |  |  | 2 | 2 | 1 | N | 0 | 3 | 0 | 0 | NREL Wind Map
North Pole | 1 |  |  |  |  | 1 | 1 | N | #N/A | #N/A | 0 | 0 | NREL Wind Map
Northway | 1 |  |  |  |  | 1 | 1 | N | 0 | 2 | L | 0 | NREL Wind Map
Northway Junction | 1 |  |  |  |  | 1 | 1 | N | 0 | #N/A | 0 | 0 | NREL Wind Map
Northway Village | 1 |  |  |  |  | 1 | 1 | N | 0 | #N/A | 0 | 0 | NREL Wind Map
Nuiqsut | 2 |  |  |  |  | 2 | 2 | N | 0 | 3 | 0 | 0 | NREL Wind Map
Nulato | 1 |  |  |  |  | 1 | 1 | N | 0 | 2 | L | 0 | NREL Wind Map
Nunam Iqua | 3 |  |  |  | 4 | 4 | 4 | N | 4 | 4 | M | LIMITED SITES AND BARELY ENOUGH LOAD. PURSUING EE AND DIESEL PLANT UPGRADES | AEA 30-m met tower
Nunapitchuk | 3 | 4 |  | 5 |  | 5 | 3 | N | 0 | #N/A | H | OPERATING | NREL Wind Map
Old Harbor | 6 | 7 |  |  |  | 7 | 6 | N | 0 | 2 | L | AVE LOAD = 97 KW, THUS <100, BUT LOAD ASSUMED ACCEPTABLE. | NREL Wind Map
Oscarville | 2 |  | 3 |  |  | 3 | 2 | N | 0 | #N/A | M | TIED TO BETHEL. ECON OF SCALE HIGH. | NREL Wind Map
Ouzinkie | 3 | 5 | 7 |  |  | 7 | 3 | N | 0 | 4 | M | 0 | NREL Wind Map
Palmer | 2 |  |  | 3 |  | 3 | 2 | N | #N/A | #N/A | 0 | 0 | NREL Wind Map
Paxson | 1 |  | 2 | 4 |  | 4 | 1 | N | 0 | #N/A | 0 | 0 | NREL Wind Map
Pedro Bay | 4 | 7 |  |  |  | 7 | 4 | N | 0 | 4 | M | 0 | NREL Wind Map
Pelican | 2 | 7 |  |  |  | 7 | 2 | N | 0 | 3 | 0 | 0 | NREL Wind Map
Perryville | 3 |  | 4 | 7 |  | 7 | 2 | N | 2 | 6 | H | OPERATING, BUT ONLY 2-PHASE POWER TO WIND FARM, SO UNBALANCED. Developability assigned M since project in place, despite low load. | AEA 30-m met tower
Petersburg | 1 |  | 5 | 6 |  | 6 | 1 | N | 0 | #N/A | 0 | 0 | NREL Wind Map
Petersville | 1 |  | 2 |  | 4 | 4 | 1 | N | #N/A | #N/A | 0 | 0 | NREL Wind Map
Pilot Point | 3 |  |  | 4 |  | 4 | 4 | N | 0 | 4 | M | OPERATING 10 KW, NON-OPERATING 10 KW | Regional Planners
Pilot Station | 3 |  |  | 4 |  | 4 | 3 | N | 0 | 4 | M | CONSIDERED FOR TIE TO ST MARYS, BUT MUSHY AND EXPENSIVE?. | NREL Wind Map
Pitkas Point | 4 |  |  |  |  | 4 | 4 | N | 0 | #N/A | H | THROUGH 65% DESIGN | NREL Wind Map
Platinum | 5 | 6 |  | 7 |  | 7 | 5 | N | 0 | 6 | H | 0 | NREL Wind Map
Pleasant Valley | 1 |  | 2 |  |  | 2 | 1 | N | #N/A | #N/A | 0 | 0 | NREL Wind Map
Point Baker | 2 |  |  | 3 |  | 3 | 2 | N | 0 | #N/A | 0 | 0 | NREL Wind Map
Point Hope | 6 |  |  |  |  | 6 | 6 | N | 0 | 6 | 0 | 0 | NREL Wind Map
Point Lay | 4 |  |  |  |  | 4 | 4 | N | 0 | 5 | 0 | 0 | NREL Wind Map
Point MacKenzie | 2 |  |  |  |  | 2 | 2 | N | #N/A | #N/A | 0 | 0 | NREL Wind Map
Point Possession | 2 |  |  |  |  | 2 | 2 | N | #N/A | #N/A | 0 | 0 | NREL Wind Map
Pope-Vannoy Landing | 6 | 7 |  |  |  | 7 | 6 | N | #N/A | #N/A | 0 | 0 | NREL Wind Map
Port Alexander | 4 | 6 |  | 7 |  | 7 | 4 | N | 0 | #N/A | 0 | 0 | NREL Wind Map
Port Alsworth | 2 | 3 | 6 | 7 |  | 7 | 2 | N | 0 | 2 | L | 0 | NREL Wind Map
Port Clarence | 6 |  |  |  |  | 6 | 6 | N | #N/A | #N/A | 0 | 0 | NREL Wind Map
Port Graham | 2 | 7 |  |  |  | 7 | 2 | N | #N/A | #N/A | 0 | 0 | NREL Wind Map
Port Heiden | 4 | 5 |  |  |  | 5 | 5 | N | 5 to 6 | 4 | M | RPSU CDR IN PROGRESS, WILL CONSIDER WIND | AEA 30-m met tower
Port Lions | 2 | 4 | 7 |  |  | 7 | 2 | N | 0 | #N/A | H | RENEWABLE ENERGY PENETRATION AT 99%. ADDITIONAL LOAD FOR WIND IS AN ISSUE. | NREL Wind Map
Port Protection | 2 |  |  | 3 | 5 | 5 | 2 | N | #N/A | #N/A | 0 | 0 | NREL Wind Map
Portage Creek | 2 |  |  | 3 |  | 3 | 2 | N | #N/A | #N/A | 0 | 0 | NREL Wind Map
Primrose | 6 | 7 |  |  |  | 7 | 6 | N | #N/A | #N/A | 0 | 0 | NREL Wind Map
Prudhoe Bay | 3 |  |  |  | 4 | 4 | 3 | N | #N/A | #N/A | 0 | 0 | NREL Wind Map
Quinhagak | 4 |  |  |  |  | 4 | 3 | N | 3 | 6 | H | OPERATING | AEA 30-m met tower
Rampart | 1 |  | 2 |  |  | 2 | 1 | N | 0 | #N/A | L | 0 | NREL Wind Map
Red Devil | 1 |  |  | 3 |  | 3 | 1 | N | 0 | 4 | M | 0 | NREL Wind Map
Red Dog Mine | 4 | 6 |  | 7 |  | 7 | 4 | N | #N/A | #N/A | 0 | 0 | NREL Wind Map
Ridgeway | 1 |  |  |  |  | 1 | 1 | N | #N/A | #N/A | 0 | 0 | NREL Wind Map
Ruby | 1 |  |  | 2 |  | 2 | 1 | N | 0 | 2 | L | 0 | NREL Wind Map
Russian Mission | 1 |  |  | 2 |  | 2 | 1 | N | 0 | 2 | L | OTHER MET TOWERS NEARBY | NREL Wind Map
Saint George | 7 |  |  |  |  | 7 | 7 | N | 7 | 6 | H | RPSU COMPLETED. PROJECT SOON TO OPERATE | AEA 30-m met tower
Saint Mary's | 3 |  | 4 |  | 5 | 5 | 3 | N | 0 | 6 | H | THROUGH 65% DESIGN | NREL Wind Map
Saint Michael | 3 |  |  |  | 4 | 4 | 3 | N | 0 | 5 | 0 | 0 | NREL Wind Map
Saint Paul | 6 | 7 |  |  |  | 7 | 6 | N | 0 | 6 | H | OPERATING | NREL Wind Map
Salamatof | 2 |  |  |  |  | 2 | 2 | N | #N/A | #N/A | 0 | 0 | NREL Wind Map
Salcha | 1 |  |  | 3 |  | 3 | 1 | N | #N/A | #N/A | 0 | 0 | NREL Wind Map
Sand Point | 5 | 6 | 7 |  |  | 7 | 5 | N | 0 | 6 | H | OPERATING | NREL Wind Map
Savoonga | 4 |  |  | 5 | 7 | 7 | 6 | N | 6 | 6 | 0 | 0 | AEA 30-m met tower
Saxman | 1 | 7 |  |  | 5 | 7 | 1 | N | 0 | #N/A | 0 | 0 | NREL Wind Map
Scammon Bay | 5 | 6 | 7 |  |  | 7 | 5 | N | 0 | 6 | H | NO EXISTING ROAD TO WIND SITE | NREL Wind Map
Selawik | 2 |  |  |  |  | 2 | 2 | N | 0 | 3 | 0 | 0 | NREL Wind Map
Seldovia | 3 | 6 | 7 |  |  | 7 | 3 | N | 0 | #N/A | 0 | 0 | NREL Wind Map
Seldovia Village | 4 | 6 |  | 6 |  | 6 | 4 | N | #N/A | #N/A | 0 | 0 | NREL Wind Map
Seward | 4 | 7 |  |  |  | 7 | 4 | N | #N/A | #N/A | 0 | 0 | NREL Wind Map
Shageluk | 1 |  |  | 2 |  | 2 | 1 | N | 0 | 2 | L | 0 | NREL Wind Map
Shaktoolik | 3 |  |  |  |  | 3 | 3 | N | 0 | 4 | 0 | 0 | NREL Wind Map
Shishmaref | 3 |  | 4 |  |  | 4 | 4 | N | 0 | 5 | 0 | 0 | NREL Wind Map
Shungnak | 1 |  | 2 |  |  | 2 | 1 | N | 0 | 3 | 0 | 0 | NREL Wind Map
Silver Springs | 1 |  |  |  |  | 1 | 1 | N | 0 | #N/A | L | 0 | NREL Wind Map
Sitka | 1 | 6 |  | 7 |  | 7 | 1 | N | 0 | 7 | 0 | 0 | NREL Wind Map
Skagway | 3 | 4 | 7 |  |  | 7 | 3 | N | 0 | 3 | 0 | 0 | NREL Wind Map
Skwentna | 1 |  |  |  |  | 1 | 1 | N | #N/A | #N/A | 0 | 0 | NREL Wind Map
Slana | 1 |  | 4 | 6 |  | 6 | 1 | N | 0 | 4 | L | 0 | NREL Wind Map
Sleetmute | 1 |  |  |  |  | 1 | 1 | N | 0 | 6 | H | 0 | NREL Wind Map
Soldotna | 1 |  |  |  |  | 1 | 1 | N | #N/A | #N/A | 0 | 0 | NREL Wind Map
South Naknek | 2 |  | 3 |  |  | 3 | 4 | N | 4 | #N/A | M | TIE TO NAKNEK, KING SALMON AND S NAKNEK | AEA 30-m met tower
South Van Horn | 2 |  | 3 |  |  | 3 | 2 | N | #N/A | #N/A | 0 | 0 | NREL Wind Map
Stebbins | 4 |  |  |  |  | 4 | 4 | N | 0 | 5 | 0 | 0 | NREL Wind Map
Steele Creek | 4 |  |  |  |  | 4 | 4 | N | #N/A | #N/A | 0 | 0 | NREL Wind Map
Sterling | 1 |  |  |  |  | 1 | 1 | N | #N/A | #N/A | 0 | 0 | NREL Wind Map
Stevens Village | 1 |  |  |  |  | 1 | 1 | N | 0 | 2 | L | 0 | NREL Wind Map
Stony River | 1 |  |  |  |  | 1 | 1 | N | 0 | 2 | L | 0 | NREL Wind Map
Sunrise | 1 | 7 |  |  |  | 7 | 1 | N | #N/A | #N/A | 0 | 0 | NREL Wind Map
Susitna | 2 | 3 |  | 4 | 6 | 6 | 2 | N | #N/A | #N/A | 0 | 0 | NREL Wind Map
Susitna North | 2 | 3 |  | 4 | 6 | 6 | 2 | N | #N/A | #N/A | 0 | 0 | NREL Wind Map
Sutton-Alpine | 4 | 7 |  |  |  | 7 | 4 | N | #N/A | #N/A | 0 | 0 | NREL Wind Map
Takotna | 1 |  | 2 | 4 | 5 | 5 | 1 | N | 0 | 4 | M | 0 | NREL Wind Map
Talkeetna | 1 |  |  |  |  | 1 | 1 | N | #N/A | #N/A | 0 | 0 | NREL Wind Map
Tanacross | 1 |  |  |  |  | 1 | 1 | N | 0 | #N/A | L | 0 | NREL Wind Map
Tanaina | 1 |  | 2 | 3 | 4 | 4 | 1 | N | #N/A | #N/A | 0 | 0 | NREL Wind Map
Tanana | 1 | 2 | 3 |  |  | 3 | 1 | N | 0 | 4 | M | 0 | NREL Wind Map
Tatitlek | 1 | 4 | 7 |  |  | 7 | 1 | N | 0 | 2 | L | 0 | NREL Wind Map
Tazlina | 1 |  |  |  |  | 1 | 1 | N | 0 | #N/A | L | 0 | NREL Wind Map
Teller | 3 | 4 |  | 5 |  | 5 | 3 | N | 0 | 5 | 0 | 0 | NREL Wind Map
Tenakee Springs | 1 | 4 | 6 |  |  | 6 | 1 | N | 0 | 3 | 0 | 0 | NREL Wind Map
Tetlin | 1 |  | 2 |  |  | 2 | 1 | N | 0 | #N/A | M | MET TOWER INSTALLED OCT 2014 ON TETLIN RD | NREL Wind Map
Thorne Bay | 1 |  |  |  | 2 | 2 | 1 | N | 0 | #N/A | 0 | 0 | NREL Wind Map
Togiak | 2 | 3 |  | 4 | 6 | 6 | 3 | N | 3 | 4 | M | POSS TIE TO TWIN HILLS, TOGIAK | AEA 30-m met tower
Tok | 1 |  |  |  |  | 1 | 1 | N | 0 | 4 | M | 7-MILE RIDGE MET TOWER | NREL Wind Map
Toksook Bay | 6 | 7 |  |  |  | 7 | 6 | N | 6 | 6 | H | OPERATING | AEA 30-m met tower
Tolsona | 1 |  |  |  |  | 1 | 1 | N | 0 | #N/A | M | MET TOWER ON TOLSONA RIDGE INDICATES CF=22, BUT WIND CLASS 2 | NREL Wind Map
Tonsina | 1 |  | 5 |  | 6 | 6 | 1 | N | 0 | #N/A | L | POSSIBLE WIND RESOURCE SOUTH OF WILLOW MT | NREL Wind Map
Trapper Creek | 1 |  |  |  |  | 1 | 1 | N | #N/A | #N/A | 0 | 0 | NREL Wind Map
Tuluksak | 1 |  |  |  | 2 | 2 | 1 | N | 0 | 4 | M | 0 | NREL Wind Map
Tuntutuliak | 3 |  |  | 4 |  | 4 | 3 | N | 0 | 6 | H | OPERATING | NREL Wind Map
Tununak | 7 |  |  |  |  | 7 | 7 | N | 0 | #N/A | H | OPERATING | NREL Wind Map
Twin Hills | 3 |  |  |  | 4 | 4 | 3 | N | 0 | 2 | L | POSS TIE TO TWIN HILLS, TOGIAK | NREL Wind Map
Two Rivers | 1 |  |  |  |  | 1 | 1 | N | #N/A | #N/A | 0 | 0 | NREL Wind Map
Tyonek | 2 | 3 |  |  |  | 3 | 2 | N | #N/A | #N/A | 0 | 0 | NREL Wind Map
Ugashik | 2 |  |  |  | 3 | 3 | 2 | N | 2 | #N/A | 0 | 0 | AEA 30-m met tower
Unalakleet | 3 | 4 | 5 |  |  | 5 | 3 | N | 0 | 4 | 0 | 0 | NREL Wind Map
Unalaska | 6 | 7 |  |  |  | 7 | 6 | Y | 0 | 6 | H | 1999 STUDY INDICATED TURBULENCE, NO MET TOWER | NREL Wind Map
Valdez | 1 | 7 |  |  |  | 7 | 7 | Y | 0 | #N/A | M | MET ON THOMSON PASS INDICATED TURBULENCE | NREL Wind Map
Venetie | 1 |  |  |  |  | 1 | 1 | N | 0 | 2 | L | 0 | NREL Wind Map
Wainwright | 3 |  |  |  |  | 3 | 3 | N | 0 | 5 | 0 | 0 | NREL Wind Map
Wales | 7 |  |  |  |  | 7 | 7 | N | 0 | 7 | 0 | 0 | NREL Wind Map
Wasilla | 2 |  |  |  |  | 2 | 2 | N | #N/A | #N/A | 0 | 0 | NREL Wind Map
Whale Pass | 1 |  | 2 | 3 |  | 3 | 1 | N | 0 | 2 | 0 | 0 | NREL Wind Map
White Mountain | 1 |  | 2 |  |  | 2 | 1 | N | 0 | 3 | 0 | 0 | NREL Wind Map
Whitestone | 1 |  | 2 |  |  | 2 | 1 | N | #N/A | #N/A | 0 | 0 | NREL Wind Map
Whitestone Logging Camp | 1 | 4 | 5 |  |  | 5 | 1 | N | #N/A | #N/A | 0 | 0 | NREL Wind Map
Whittier | 4 | 7 |  |  |  | 7 | 4 | N | #N/A | #N/A | M | 0 | NREL Wind Map
Willow | 1 |  |  |  |  | 1 | 1 | N | #N/A | #N/A | 0 | 0 | NREL Wind Map
Willow Creek | 1 |  | 2 |  |  | 2 | 1 | N | 0 | #N/A | 0 | 0 | NREL Wind Map
Wiseman | 1 |  | 3 | 4 |  | 4 | 1 | N | #N/A | #N/A | 0 | 0 | NREL Wind Map
Womens Bay | 5 | 7 |  |  |  | 7 | 5 | N | 0 | #N/A | 0 | 0 | NREL Wind Map
Wrangell | 1 | 2 |  |  | 7 | 7 | 1 | N | 0 | #N/A | 0 | 0 | NREL Wind Map
Yakutat | 1 |  | 2 |  |  | 2 | 1 | N | 0 | 2 | 0 | 0 | NREL Wind Map

## Wind Reg Plan
[15 empty] | L=1-3, M=4-5, H=6,7 |  | -------Developability Factors-------- |  |  |  |  | Key: X: serious flaw->low potential
name | gnis_feature_id | census_code | census_area__name | census_area__gnis_feature_id | census_area__census_code | census_area__county_code | alaska_native_regional_corporation__name | latitude | longitude | dcra_community_id | aea_energy_region__name | Not Addressed by Plan | 20-Year Average Diesel Fuel Price | Wind Potential | Wind-Resource | Wind Developability | Site Accessible | Permittability | Site Availability | Load | Certainty | Note | Resource Note
Adak | 1418109 | 65 | Aleutians West Census Area | 1419965 | 99016 | 16 | Aleut Corporation | 51.88 | -176.6581 | 3f694e33-bff6-4cb8-a468-60cb72e9f571 | Aleutians |  |  | H | H | H | Y | Y | Y | Y | L | CONCERN ON EXISTING GEN OVERSIZED | NO MET TOWER
Afognak | 1397926 | 425 | Kodiak Island Borough | 1419974 | 99150 | 150 | Koniag, Incorporated | 58.0221 | -152.7652 | 1c66652f-573d-4e46-8467-e27f4ea79fc7 | Kodiak | X
Akhiok | 1398007 | 650 | Kodiak Island Borough | 1419974 | 99150 | 150 | Koniag, Incorporated | 56.9456 | -154.1703 | 0b1ab70f-3a34-46fe-8aac-c43348797f98 | Kodiak |  |  | L | M | L | Y | Y | Y | X | M | POSSIBLY HIGHER WIND RESOURCE ON RIDGE 500' ELEV TO THE WEST
Akiachak | 1398011 | 760 | Bethel Census Area | 1419966 | 99050 | 50 | Calista Corporation | 60.9094 | -161.4314 | d9eef633-a710-4daa-9470-d36de6b53199 | Lower Yukon-Kuskokwim |  |  | L | L | M | Y | Y | N | Y | H
Akiak | 1398012 | 870 | Bethel Census Area | 1419966 | 99050 | 50 | Calista Corporation | 60.9122 | -161.2139 | f35f3e25-97e9-423d-8a37-f06d15b4edbf | Lower Yukon-Kuskokwim |  |  | L | L | M | Y | Y | N | Y | H
Akutan | 1418123 | 1090 | Aleutians East Borough | 1419964 | 99013 | 13 | Aleut Corporation | 54.1356 | -165.7731 | e569dafa-a01c-4f00-92c2-b27d9ee32ea8 | Aleutians |  |  | L | H | L | Y | N | Y | X | L | LOAD <100 KW | NO MET TOWER
Alakanuk | 1398042 | 1200 | Wade Hampton Census Area | 1419985 | 99270 | 270 | Calista Corporation | 62.6889 | -164.6153 | ce7e59f5-2ed0-4555-8468-0a18a3a36191 | Lower Yukon-Kuskokwim |  |  | M | M | H | Y | Y | Y | Y | H | OPERATING
Alatna | 1865542 | 1305 | Yukon-Koyukuk Census Area | 1419987 | 99290 | 290 | Doyon, Limited | 66.5572 | -152.7072 | cce9a1d7-6fd1-48d9-afa4-4922ec7861bb | Yukon-Koyukuk/Upper Tanana |  |  | L | L | L | Y | Y | Y | X | M
Alcan Border | 2418762 | 1390 | Southeast Fairbanks Census Area | 1419983 | 99240 | 240 |  | 62.6748 | -141.1314 | 659d30fc-23d2-41bb-811e-ada67194df1b | Yukon-Koyukuk/Upper Tanana | X
Aleknagik | 1398091 | 1420 | Dillingham Census Area | 1419968 | 99070 | 70 | Bristol Bay Native Corporation | 59.2731 | -158.6178 | c47614a0-11f3-498d-b60d-89eee14e54af | Bristol Bay |  |  | M | H | M | N | Y | Y | Y | M | TIE TO DILLINGHAM. HIGH RESOURCE IN CINNABAR MT. POSS LARGER WTGS ON CINNABAR. | 3 MET TOWERS IN DLG AREA, SO GOOD MODERATE OVERALL VALIDATION OF WIND MAP
Aleneva | 1865543 | 1560 | Kodiak Island Borough | 1419974 | 99150 | 150 |  | 58.06 | -152.9097 | 66cb1781-117f-4676-ba25-04d3c9cbf709 | Kodiak | X
Allakaket | 1398129 | 1860 | Yukon-Koyukuk Census Area | 1419987 | 99290 | 290 | Doyon, Limited | 66.5656 | -152.6456 | 3dab0bf2-69d6-4a39-845b-722247ac6070 | Yukon-Koyukuk/Upper Tanana |  |  | L | L | L | Y | Y | Y | X | M
Alpine | 1865544 | 1882 | North Slope Borough | 1419978 | 99185 | 185 |  | 70.3281 | -150.9775 | a266f8ba-b5dd-4fdb-97f0-ae70c4fa552d | North Slope | X
Ambler | 1412509 | 1970 | Northwest Arctic Borough | 1419979 | 99188 | 188 | NANA Regional Corporation, Incorporated | 67.0861 | -157.8514 | ceea5ed4-f88d-47ee-81dd-58cd8921b6da | Northwest Arctic
Anaktuvuk Pass | 1398235 | 2080 | North Slope Borough | 1419978 | 99185 | 185 | Arctic Slope Regional Corporation | 68.1433 | -151.7358 | 825f1cab-ad43-490d-b829-4eb77828ab58 | North Slope
Anchor Point | 1412516 | 3110 | Kenai Peninsula Borough | 1419972 | 99122 | 122 |  | 59.7767 | -151.8314 | cc5e52a2-3cac-48d0-98d0-db8f9325d4de | Railbelt
Anchorage | 1398242 | 3000 | Anchorage Municipality | 1416061 | 99020 | 20 |  | 61.2181 | -149.9003 | e6c4e976-7e27-4809-a3e4-f168d67f1726 | Railbelt
Anderson | 1398245 | 3220 | Denali Borough | 1419988 | 99068 | 68 |  | 64.3442 | -149.1869 | 4a01f31c-e492-4d93-be8d-86d020b1d8b0 | Railbelt
Andreafsky | 2418771 | -16 | Wade Hampton Census Area | 1419985 | 99270 | 270 | Calista Corporation | 62.0715 | -163.2795 | 52b44e86-bc0c-4365-95e8-b7ce946dc37c | Lower Yukon-Kuskokwim | X | [9 empty] | THROUGH 65% DESIGN | bar: L to M
Angoon | 1420113 | 3440 | Hoonah-Angoon Census Area | 2371430 | 33390 | 105 | Sealaska Corporation | 57.5033 | -134.5839 | 72294383-ddd6-4441-8c63-eb92786a82a1 | Southeast
Aniak | 1398286 | 3550 | Bethel Census Area | 1419966 | 99050 | 50 | Calista Corporation | 61.5783 | -159.5222 | 319d7670-7304-4cb9-9b6b-afe9d3f2b94f | Lower Yukon-Kuskokwim |  |  | L | L | M | Y | Y | N | Y | H | BETTER RESOURCE ACROSS RIVER BUT NEED SUB CABLE | HIGH CERTAINTY BECAUSE OF OTHER MET TOWERS , UPRIVER
Anvik | 1398335 | 3880 | Yukon-Koyukuk Census Area | 1419987 | 99290 | 290 | Doyon, Limited | 62.6561 | -160.2067 | c0a23263-bd61-47ba-9bd4-8152e95aed1a | Yukon-Koyukuk/Upper Tanana |  |  | L | L | L | Y | Y | Y | X | M
Arctic Village | 1398382 | 3990 | Yukon-Koyukuk Census Area | 1419987 | 99290 | 290 |  | 68.1269 | -145.5378 | 730fbd9e-539c-4aa5-821c-3f8e435c7ee2 | Yukon-Koyukuk/Upper Tanana |  |  | L | L | L | Y | Y | Y | X | M
Atka | 1418170 | 4210 | Aleutians West Census Area | 1419965 | 99016 | 16 | Aleut Corporation | 52.1961 | -174.2006 | 1416bd82-ae8b-413c-a12c-5c56c233e3e3 | Aleutians |  |  | M | H | M | Y | Y | Y | N | L | NEED LOAD FROM ATKA PRIDE | NO MET TOWER
Atmautluak | 1699811 | 4430 | Bethel Census Area | 1419966 | 99050 | 50 | Calista Corporation | 60.8669 | -162.2731 | da1c5373-d58a-489d-bcc9-4e348b4ec115 | Lower Yukon-Kuskokwim |  |  | M | H | M | Y | Y | Y | Y | H | LITTLE LAND | MET TOWER >12
Atqasuk | 1406178 | 4500 | North Slope Borough | 1419978 | 99185 | 185 | Koniag, Incorporated | 70.4692 | -157.3994 | ac7acc77-e5ba-495e-a707-20889836248b | North Slope
Attu Station | 2418783 | 4670 | Aleutians West Census Area | 1419965 | 99016 | 16 |  | 52.8948 | -173.1242 | 4b91a12e-2baf-4e49-be41-2b21ddfe9dc5 | Aleutians | X
Auke Bay | 1398469 | 4760 | Juneau City and Borough | 1419971 | 99110 | 110 |  | 58.3833 | -134.6597 |  | Southeast | X
Ayakulik | 1398512 | 4990 | Kodiak Island Borough | 1419974 | 99150 | 150 |  | 57.1949 | -154.5072 | E86EFD59-86D0-407C-9847-9B81971AD04B | Kodiak | X
Badger | 1893447 | 5000 | Fairbanks North Star Borough | 1419969 | 99090 | 90 |  | 64.8 | -147.5333 | ac4d6633-7a80-4007-8619-e70f206933ef | Railbelt
Barrow | 1398635 | 5200 | North Slope Borough | 1419978 | 99185 | 185 | Arctic Slope Regional Corporation | 71.2906 | -156.7886 | e5e04958-b820-4acc-a275-6fd306506f01 | North Slope
Bear Creek | 1865547 | 5585 | Kenai Peninsula Borough | 1419972 | 99122 | 122 |  | 60.1642 | -149.395 | 82454069-da0a-4629-b67d-af302a38c547 | Railbelt
Beaver | 1398776 | 5750 | Yukon-Koyukuk Census Area | 1419987 | 99290 | 290 | Doyon, Limited | 66.3594 | -147.3964 | a682d92f-c007-41e0-8716-608ade611699 | Yukon-Koyukuk/Upper Tanana |  |  | L | L | L | Y | Y | Y | X | M
Belkofski | 1418210 | 5970 | Aleutians East Borough | 1419964 | 99013 | 13 | Aleut Corporation | 55.0889 | -162.0306 | 8970b929-9432-462a-94c0-bb14108ddc62 | Aleutians | X
Beluga | 1865548 | 6245 | Kenai Peninsula Borough | 1419972 | 99122 | 122 |  | 61.1411 | -151.0828 | 02f813a5-5b1d-4e19-bd52-8e64ab3b1461 | Railbelt
Bethel | 1398908 | 6520 | Bethel Census Area | 1419966 | 99050 | 50 | Calista Corporation | 60.7922 | -161.7558 | 2c6b7ef0-abb6-4b5a-b041-606be4389f11 | Lower Yukon-Kuskokwim |  |  | H | M | H | Y | Y | Y | Y | H | ECON OF SCALE HIGH in Bethel, therefore potential is high (see criteria).
Bettles | 1926949 | 6630 | Yukon-Koyukuk Census Area | 1419987 | 99290 | 290 |  | 66.9189 | -151.5161 | be1892b0-4ae0-4577-b84d-9591b56c47ee | Yukon-Koyukuk/Upper Tanana |  |  | L | L | L | N | Y | Y | X | M
Big Delta | 1398949 | 6850 | Southeast Fairbanks Census Area | 1419983 | 99240 | 240 |  | 64.1525 | -145.8422 | 35d7da4d-4d09-4435-b20b-22ff834baace | Railbelt
Big Lake | 1866933 | 7070 | Matanuska-Susitna Borough | 1419976 | 99170 | 170 |  | 61.5214 | -149.9544 | 6712351c-7dbe-422b-aa97-f5067c977e92 | Railbelt
Bill Moore's Slough | 1399024 | 7390 | Wade Hampton Census Area | 1419985 | 99270 | 270 | Calista Corporation | 62.9497 | -163.7789 | 70b89993-2760-4a9f-8976-0769b63faa85 | Yukon-Koyukuk/Upper Tanana | X
Birch Creek | 1399049 | 7620 | Yukon-Koyukuk Census Area | 1419987 | 99290 | 290 | Doyon, Limited | 66.259 | -145.819 | 0631f05e-7610-4490-a656-f8ef9c4b84f3 | Yukon-Koyukuk/Upper Tanana |  |  | L | L | L | Y | Y | Y | X | M
Brevig Mission | 1420670 | 8740 | Nome Census Area | 1419977 | 99180 | 180 | Bering Straits Native Corporation | 65.3347 | -166.4892 | d586375e-1fe7-4401-a259-67b70b1c4bf4 | Bering Straits
Buckland | 1412684 | 9600 | Northwest Arctic Borough | 1419979 | 99188 | 188 | NANA Regional Corporation, Incorporated | 65.9797 | -161.1231 | 525f1c5e-cc76-415c-9b62-38721d36914b | Northwest Arctic
Buffalo Soapstone | 2418798 | 9657 | Matanuska-Susitna Borough | 1419976 | 99170 | 170 |  | 61.7162 | -149.1 | 4c88c1e9-ffe3-4b99-9a0d-9f489300d2af | Railbelt
Butte | 1416898 | 9710 | Matanuska-Susitna Borough | 1419976 | 99170 | 170 |  | 61.5422 | -149.0333 | 6b548bb4-6717-4f40-91f8-5d3160871555 | Railbelt
Candle | 1412708 | 10040 | Northwest Arctic Borough | 1419979 | 99188 | 188 |  | 65.9133 | -161.9244 |  | Yukon-Koyukuk/Upper Tanana | X
Cantwell | 1399788 | 10150 | Denali Borough | 1419988 | 99068 | 68 | Ahtna, Incorporated | 63.3917 | -148.9508 | c013168c-7c74-4619-af61-1bf3f142b541 | Railbelt
Central | 1400106 | 11690 | Yukon-Koyukuk Census Area | 1419987 | 99290 | 290 |  | 65.5725 | -144.8031 | c107ec14-d56b-4fb6-b2de-e32657346231 | Yukon-Koyukuk/Upper Tanana |  |  | L | L | L | Y | Y | Y | X | M
Chalkyitsik | 1400128 | 11800 | Yukon-Koyukuk Census Area | 1419987 | 99290 | 290 | Doyon, Limited | 66.6544 | -143.7222 | 40631564-dc6c-41e1-8244-51e396e74b07 | Yukon-Koyukuk/Upper Tanana |  |  | L | L | L | Y | Y | Y | X | M
Chandalar | 1400137 | 11910 | Yukon-Koyukuk Census Area | 1419987 | 99290 | 290 |  | 67.5053 | -148.4936 |  | Yukon-Koyukuk/Upper Tanana | X
Chase | 1866934 | 12350 | Matanuska-Susitna Borough | 1419976 | 99170 | 170 |  | 62.4492 | -150.1017 | c880d30f-e9e4-4015-8df4-7369b0aa854f | Railbelt
Chefornak | 1400188 | 12680 | Bethel Census Area | 1419966 | 99050 | 50 | Calista Corporation | 60.16 | -164.2658 | 9ac24aaf-73bd-45f6-a5cd-be30f687c04d | Lower Yukon-Kuskokwim | [11 empty] | MET TOWER >12 | bar: L L to M M
Chena Hot Springs | 1400199 | 12900 | Fairbanks North Star Borough | 1419969 | 99090 | 90 |  | 65.0531 | -146.0556 |  | Yukon-Koyukuk/Upper Tanana |  |  | L | L | L | Y | Y | Y | X | M
Chena Ridge | 2582710 | 12920 | Fairbanks North Star Borough | 1419969 | 99090 | 90 |  | 64.7941 | -148.0357 | 63083e9b-72b1-4b15-bb50-44aed1dd7477 | Railbelt
Chenega Bay | 1421254 | 12970 | Valdez-Cordova Census Area | 1419984 | 99261 | 261 | Chugach Alaska Corporation | 60.0633 | -148.0114 | 68e5b39b-797a-442a-9e10-4a6d0ad4312f | Chugach |  |  | L | L | L | Y | Y | Y | X | M
Chevak | 1400219 | 13230 | Wade Hampton Census Area | 1419985 | 99270 | 270 | Calista Corporation | 61.5278 | -165.5864 | 8e7880f3-b3ce-491f-b78a-d2aa82e10443 | Lower Yukon-Kuskokwim | [10 empty] | OPERATING | bar: L to L; M
Chickaloon | 1400239 | 13340 | Matanuska-Susitna Borough | 1419976 | 99170 | 170 | Cook Inlet Region, Incorporated | 61.7967 | -148.4628 | 2c07dfc6-bf80-4e9b-a90d-9e8c32dd9646 | Railbelt
Chicken | 1400245 | 13450 | Southeast Fairbanks Census Area | 1419983 | 99240 | 240 |  | 64.0733 | -141.9361 | 6dbec657-050c-4e12-90c8-24aa1c9bc628 | Yukon-Koyukuk/Upper Tanana | X
Chignik | 1400269 | 13550 | Lake and Peninsula Borough | 1419975 | 99164 | 164 | Bristol Bay Native Corporation | 56.2953 | -158.4022 | 157ef888-ad6e-4979-9e3b-1cd2bbfc709b | Bristol Bay |  |  | L | H | L | N | Y | X | Y | H | CLASS 5-6 BUT HIGHLY TURBULENT SO NO SITE | MET >12
Chignik Lagoon | 1400274 | 13670 | Lake and Peninsula Borough | 1419975 | 99164 | 164 | Bristol Bay Native Corporation | 56.3084 | -158.5302 | 10731136-5069-4ca6-95dd-bd568b19fa45 | Bristol Bay |  |  | L | L | L | Y | Y | Y | X | H |  | MET >12
Chignik Lake | 1893911 | 13780 | Lake and Peninsula Borough | 1419975 | 99164 | 164 | Bristol Bay Native Corporation | 56.2556 | -158.7625 | 366bb81f-bff1-442d-9af0-aa0c5ee4a90b | Bristol Bay |  |  | L | M | L | Y | Y | Y | X | M | See Rich email 4/8/15. | MET >12
Chilkat Valley | 1421022 | 13825 | Haines Borough | 1419970 | 99100 | 100 |  | 59.3997 | -135.8964 |  | Southeast
Chiniak | 1866935 | 13860 | Kodiak Island Borough | 1419974 | 99150 | 150 |  | 57.6319 | -152.1825 | eee33b30-bec4-4d01-b9ed-78107e8463d0 | Kodiak | X
Chisana | 1400321 | 13890 | Valdez-Cordova Census Area | 1419984 | 99261 | 261 |  | 62.0661 | -142.0408 | 37f66959-6b82-4e66-965a-e4395ef79b7d | Copper River | X
Chistochina | 1400333 | 14000 | Valdez-Cordova Census Area | 1419984 | 99261 | 261 | Ahtna, Incorporated | 62.5718 | -144.6542 | 516984a3-4e07-4f33-9e16-b61ecc85a69c | Copper River |  |  | L | L | L | Y | Y | Y | X | M
Chitina | 1400337 | 14110 | Valdez-Cordova Census Area | 1419984 | 99261 | 261 | Ahtna, Incorporated | 61.5158 | -144.4369 | bc65e04c-31f2-4727-bfac-25556e31ff62 | Copper River |  |  | L | M | L | N | Y | Y | X | M |  | MET<12
Chuathbaluk | 1400376 | 14330 | Bethel Census Area | 1419966 | 99050 | 50 | Calista Corporation | 61.5719 | -159.245 | 1a3ce5fe-fd09-4fd4-a31e-df8e509e99bb | Lower Yukon-Kuskokwim |  |  | L | L | L | N | N | N | X | M
Chugiak | 1400378 | 14440 | Anchorage Municipality | 1416061 | 99020 | 20 |  | 61.3889 | -149.4819 | 59f3ba7f-0f92-42ad-8991-b6e092104fa1 | Railbelt
Chuloonawick | 1893942 | 14790 | Wade Hampton Census Area | 1419985 | 99270 | 270 | Calista Corporation | 62.9461 | -164.1722 | 626c406a-3f07-458b-9be3-dfb8e8c44f41 | Yukon-Koyukuk/Upper Tanana | X
Circle | 1400404 | 14880 | Yukon-Koyukuk Census Area | 1419987 | 99290 | 290 | Doyon, Limited | 65.8256 | -144.0606 | ce10b1fc-4474-48f2-b1d2-618935e53777 | Yukon-Koyukuk/Upper Tanana |  |  | L | L | L | Y | Y | Y | X | M
Clam Gulch | 1412797 | 15320 | Kenai Peninsula Borough | 1419972 | 99122 | 122 |  | 60.2311 | -151.3936 | d7b8ddf0-dfc8-4baa-8754-a9bbcac035a8 | Railbelt
Clark's Point | 1400426 | 15430 | Dillingham Census Area | 1419968 | 99070 | 70 | Bristol Bay Native Corporation | 58.8442 | -158.5508 | 73e463dc-1b49-4674-a305-e2e72bd487c2 | Bristol Bay |  |  | L | M | L | Y | Y | Y | X | M | POTENTIAL BIRD PERMITTING ISSUES. | OTHER MET TOWERS IN AREA (DLG)
Clear | 1400433 |  | Denali Borough | 1419988 | 99068 | 68 |  | 64.3361 | -149.1631 |  | Railbelt
Coffman Cove | 1669437 | 16360 | Prince of Wales-Hyder Census Area | 1419980 | 99198 | 198 |  | 56.0139 | -132.8278 | fd3a3628-45c9-43ed-90e6-7b58c8af7172 | Southeast
Cohoe | 1412828 | 16420 | Kenai Peninsula Borough | 1419972 | 99122 | 122 |  | 60.3686 | -151.3064 | 60de94bd-19f5-4db1-920a-13258c2314a6 | Railbelt
Cold Bay | 1418448 | 16530 | Aleutians East Borough | 1419964 | 99013 | 13 | Aleut Corporation | 55.1858 | -162.7211 | 043ef124-57d0-4477-803b-9803a5a64e03 | Aleutians | [11 empty] | MET >12 | bar: L to M
Coldfoot | 1412829 | 16630 | Yukon-Koyukuk Census Area | 1419987 | 99290 | 290 |  | 67.2564 | -150.1842 | e1610596-d177-4bab-bea4-c1bc0034cdb6 | Yukon-Koyukuk/Upper Tanana | X
College | 1400578 | 16750 | Fairbanks North Star Borough | 1419969 | 99090 | 90 |  | 64.8569 | -147.8028 | 1bab1b61-6967-4716-9d25-35cd06f3c5d2 | Railbelt
Cooper Landing | 1421192 | 17190 | Kenai Peninsula Borough | 1419972 | 99122 | 122 |  | 60.49 | -149.8342 | ae982eeb-7ea9-4e27-87d5-4833b72b778a | Railbelt
Copper Center | 1400669 | 17300 | Valdez-Cordova Census Area | 1419984 | 99261 | 261 | Ahtna, Incorporated | 61.977 | -145.3297 | 50f2cef2-126c-4560-80d2-47c37d452ad4 | Copper River |  |  | L | L | H | Y | Y | Y | Y | M
Copperville | 1866937 | 17380 | Valdez-Cordova Census Area | 1419984 | 99261 | 261 |  | 62.0439 | -145.4206 | f589c71c-b334-48b4-a687-3098527795c6 | Copper River | X
Cordova | 1421215 | 17410 | Valdez-Cordova Census Area | 1419984 | 99261 | 261 | Chugach Alaska Corporation | 60.5428 | -145.7575 | 19933dbf-2637-4b88-ba6a-9021796c9354 | Chugach |  |  | M | M | H | Y | Y | Y | Y | H |  | MET>12 IN TWO SITES, MORE PLANNED
Council | 1400735 | 17630 | Nome Census Area | 1419977 | 99180 | 180 | Bering Straits Native Corporation | 64.895 | -163.6764 | 7e5a12a7-212b-43b3-afc9-382dbbae265d | Bering Straits | X
Covenant Life | 1866938 | 17670 | Haines Borough | 1419970 | 99100 | 100 |  | 59.4172 | -136.025 | a4f1efac-8ff8-4aa5-81a5-b7c432000171 | Southeast
Craig | 1421260 | 17740 | Prince of Wales-Hyder Census Area | 1419980 | 99198 | 198 | Sealaska Corporation | 55.4764 | -133.1483 | 03f82d00-0463-4dfc-b0e5-536ef93f176e | Southeast
Crooked Creek | 1400824 | 17850 | Bethel Census Area | 1419966 | 99050 | 50 | Calista Corporation | 61.87 | -158.1108 | 887dd41c-5594-49b8-b7b9-0c9255a36e77 | Lower Yukon-Kuskokwim |  |  | L | L | L | X | N | N | X | M
Crown Point | 1417059 | 17960 | Kenai Peninsula Borough | 1419972 | 99122 | 122 |  | 60.4222 | -149.3667 | a734302f-395e-4868-bef2-60b9a38bd7da | Railbelt
Cube Cove | 1866940 | 18030 | Hoonah-Angoon Census Area | 2371430 | 33390 | 105 |  | 57.935 | -134.7111 | 98d81ced-7a75-4f3e-b7b4-1c2cc3e96457 | Southeast | X
Deadhorse | 1866941 | 18290 | North Slope Borough | 1419978 | 99185 | 185 |  | 70.2056 | -148.5117 |  | North Slope
Deering | 1412894 | 18510 | Northwest Arctic Borough | 1419979 | 99188 | 188 | NANA Regional Corporation, Incorporated | 66.0756 | -162.7172 | a4fffa30-0aa6-4d10-8399-d86e555a9182 | Northwest Arctic
Delta Junction | 1401104 | 18620 | Southeast Fairbanks Census Area | 1419983 | 99240 | 240 |  | 64.0378 | -145.7322 | 225541d2-3491-4ea7-ac9b-d79f001ee3fc | Railbelt
Deltana | 2418552 | 18675 | Southeast Fairbanks Census Area | 1419983 | 99240 | 240 |  | 63.8722 | -145.2177 | 6af88968-5c75-4572-884c-d00891ecd721 | Railbelt
Diamond Ridge | 1865549 | 18925 | Kenai Peninsula Borough | 1419972 | 99122 | 122 |  | 59.6761 | -151.5575 | 799a8d54-796a-41b1-abc0-12761d2e91d3 | Railbelt
Dillingham | 1401203 | 18950 | Dillingham Census Area | 1419968 | 99070 | 70 | Bristol Bay Native Corporation | 59.0397 | -158.4575 | 44c25e97-55c1-4587-b3f6-8e4e27bf5c65 | Bristol Bay |  |  | M | M | H | Y | Y | Y | Y | H
Diomede | 1401213 | 19060 | Nome Census Area | 1419977 | 99180 | 180 | Bering Straits Native Corporation | 65.7538 | -168.9231 | 9770db48-3493-41e4-b104-a4f5ea1a723a | Bering Straits
Dot Lake | 1401364 | 19720 | Southeast Fairbanks Census Area | 1419983 | 99240 | 240 | Doyon, Limited | 63.6614 | -144.0644 | 695836fe-f34a-4aed-aaaf-57bcdf103bfb | Yukon-Koyukuk/Upper Tanana |  |  | L | L | H | Y | Y | Y | Y | M | TIE TO TOK
Dot Lake Village | 1865550 | 19750 | Southeast Fairbanks Census Area | 1419983 | 99240 | 240 |  | 63.6508 | -144.0439 | 234a20b9-9dbe-4af5-bb6a-d44b913e329b | Yukon-Koyukuk/Upper Tanana | X
Douglas | 1401374 | 19830 | Juneau City and Borough | 1419971 | 99110 | 110 |  | 58.2756 | -134.3925 | 5b105d05-88ef-46f3-b9fe-3f81fcd5756a | Southeast
Dry Creek | 1866943 | 20020 | Southeast Fairbanks Census Area | 1419983 | 99240 | 240 |  | 63.6533 | -144.6653 | 6bf94758-977f-4c2f-bc31-f0de30fcf483 | Yukon-Koyukuk/Upper Tanana | X
Dutch Harbor | 1419726 | 20270 | Aleutians West Census Area | 1419965 | 99016 | 16 |  | 53.8898 | -166.5422 |  | Aleutians | X
Eagle | 1401499 | 20380 | Southeast Fairbanks Census Area | 1419983 | 99240 | 240 | Doyon, Limited | 64.7881 | -141.2 | 2aa1abd2-2ff1-4d02-8ceb-dc748838d7ca | Yukon-Koyukuk/Upper Tanana |  |  | L | L | L | Y | Y | Y | X | M
Eagle River | 1401545 | 20490 | Anchorage Municipality | 1416061 | 99020 | 20 |  | 61.3214 | -149.5678 | 891784b1-fdf1-4724-8a3c-515d88d9117d | Railbelt
Eagle Village | 1401553 | 20600 | Southeast Fairbanks Census Area | 1419983 | 99240 | 240 |  | 64.7806 | -141.1136 | cf3f31f8-17c0-4226-9071-29071e072187 | Yukon-Koyukuk/Upper Tanana | X
Edna Bay | 1421658 | 20970 | Prince of Wales-Hyder Census Area | 1419980 | 99198 | 198 |  | 55.9489 | -133.6622 | 27583caa-0784-431a-b104-743eff982074 | Southeast | X
Eek | 1401666 | 21040 | Bethel Census Area | 1419966 | 99050 | 50 | Calista Corporation | 60.2189 | -162.0244 | 9418cfec-15c9-46b2-81f6-838e8a029049 | Lower Yukon-Kuskokwim |  |  | M | M | M | N | N | N | Y | M
Egegik | 1401686 | 21150 | Lake and Peninsula Borough | 1419975 | 99164 | 164 | Bristol Bay Native Corporation | 58.2156 | -157.3758 | ca76b94a-6892-414c-97c7-cf2de526a1a7 | Bristol Bay |  |  | L | M | L | Y | Y | Y | X | M |  | MET <12
Eielson AFB | 2418568 | 21370 | Fairbanks North Star Borough | 1419969 | 99090 | 90 |  | 64.6633 | -147.0544 | 29b43fcf-f9e9-49d3-8671-6fc3673d5374 | Railbelt | X
Eklutna | 1401727 | 21475 | Anchorage Municipality | 1416061 | 99020 | 20 | Cook Inlet Region, Incorporated | 61.4581 | -149.3622 | a2375cd9-9c18-4a70-876c-a479719e2991 | Railbelt
Ekuk | 1401735 | 21700 | Dillingham Census Area | 1419968 | 99070 | 70 | Bristol Bay Native Corporation | 58.8035 | -158.5534 | 3697ae44-edd6-4266-9f5a-86797508fe4c | Bristol Bay | X
Ekwok | 1401738 | 21810 | Dillingham Census Area | 1419968 | 99070 | 70 | Bristol Bay Native Corporation | 59.3497 | -157.4753 | bd8ff4d2-31bc-45c7-b405-9b1fced18032 | Bristol Bay |  |  | L | L | L | N | Y | N | X | M | POSS TIE TO NEW STUYAKOK.
Elfin Cove | 1401787 | 22140 | Hoonah-Angoon Census Area | 2371430 | 33390 | 105 |  | 58.1944 | -136.3433 | 95e65a3f-7d2b-468f-9750-94e0c5c647b8 | Southeast
Elim | 1401788 | 22250 | Nome Census Area | 1419977 | 99180 | 180 |  | 64.6175 | -162.2606 | 3ddee3e5-ea12-477c-a1d6-29cb4dc4c3ae | Bering Straits
Emmonak | 1401837 | 22910 | Wade Hampton Census Area | 1419985 | 99270 | 270 | Calista Corporation | 62.7778 | -164.5231 | a450b1ef-2187-4c99-8dc7-3d059027c810 | Lower Yukon-Kuskokwim |  |  | M | M | H | Y | Y | Y | Y | H | OPERATING
Ester | 1397658 | 23460 | Fairbanks North Star Borough | 1419969 | 99090 | 90 |  | 64.8472 | -148.0144 | 45bec8c0-07d5-4f40-ab4f-48db122799e1 | Railbelt
Eureka | 1401908 | 23680 | Yukon-Koyukuk Census Area | 1419987 | 99290 | 290 |  | 65.1794 | -150.2144 |  | Yukon-Koyukuk/Upper Tanana | X
Eureka Roadhouse | 1401927 | 23720 | Matanuska-Susitna Borough | 1419976 | 99170 | 170 |  | 61.9386 | -147.1681 | 26e9b73b-fdee-4c36-9226-ee9224e83492 | Yukon-Koyukuk/Upper Tanana | X
Evansville | 1401936 | 23790 | Yukon-Koyukuk Census Area | 1419987 | 99290 | 290 | Doyon, Limited | 66.9228 | -151.5081 | ef00bfe9-e951-423e-852e-6c3fd090209f | Yukon-Koyukuk/Upper Tanana | X
Excursion Inlet | 1401951 | 23900 | Haines Borough | 1419970 | 99100 | 100 |  | 58.4214 | -135.4367 | 7cb07d49-fd16-45cc-9f6c-81315427acac | Southeast
Eyak | 1805281 | 24010 | Valdez-Cordova Census Area | 1419984 | 99261 | 261 | Chugach Alaska Corporation | 60.5263 | -145.6351 | cb9ed81c-83e8-46b1-bd3f-e5490e6c5941 | Chugach |  |  | M | M | H | Y | Y | Y | Y | H |  | MET>12 IN TWO SITES, MORE PLANNED
Fairbanks | 1401958 | 24230 | Fairbanks North Star Borough | 1419969 | 99090 | 90 | Doyon, Limited | 64.8378 | -147.7164 | c9d4609d-cf63-4dde-a353-338b12d79046 | Railbelt
False Pass | 1418574 | 24660 | Aleutians East Borough | 1419964 | 99013 | 13 | Aleut Corporation | 54.8508 | -163.415 | aef38de0-855c-4be4-ba16-f0a0f40d3d7c | Aleutians |  |  | L | H | L | Y | Y | Y | X | H | CDR BY MARSH CR: NEED RPSU | MET >12
Farm Loop | 2418580 | 25000 | Matanuska-Susitna Borough | 1419976 | 99170 | 170 |  | 61.6389 | -149.1421 | 50f14f75-ea96-445f-95c8-357282eb7965 | Railbelt
Farmers Loop | 2582712 | 24980 | Fairbanks North Star Borough | 1419969 | 99090 | 90 |  | 64.9062 | -147.6954 | ff6ff605-e38f-495e-aa88-d0085c350ddb | Railbelt
Ferry | 1866944 | 25220 | Denali Borough | 1419988 | 99068 | 68 |  | 63.9278 | -149.1303 | 776fc2f2-5e9d-4441-8398-ff0b1c0e4e82 | Railbelt | X
Fishhook | 2418582 | 25550 | Matanuska-Susitna Borough | 1419976 | 99170 | 170 |  | 61.744 | -149.2361 | f11072e7-e0f6-4d5f-b170-4e282008e83f | Railbelt
Flat | 1402165 | 25880 | Yukon-Koyukuk Census Area | 1419987 | 99290 | 290 |  | 62.4536 | -158.0075 | 816af04c-f775-4c58-b8f9-d7ecd8f8dd02 | Yukon-Koyukuk/Upper Tanana | X
Fort Greely | 2418584 | 26100 | Southeast Fairbanks Census Area | 1419983 | 99240 | 240 |  | 63.9412 | -145.574 | b5ca1ceb-508b-4b10-8afb-f6df17d21660 | Railbelt | X
Fort Yukon | 1402276 | 26760 | Yukon-Koyukuk Census Area | 1419987 | 99290 | 290 | Doyon, Limited | 66.5647 | -145.2739 | 55046141-8e15-453b-8d4b-377858142554 | Yukon-Koyukuk/Upper Tanana |  |  | L | L | H | Y | Y | Y |  | M
Four Mile Road | 2418586 | 26835 | Yukon-Koyukuk Census Area | 1419987 | 99290 | 290 |  | 64.6028 | -149.1201 | 6d52fa9d-d922-42b1-a8ea-840b650c0f28 | Railbelt
Fox | 1402342 | 26870 | Fairbanks North Star Borough | 1419969 | 99090 | 90 |  | 64.9581 | -147.6183 | 70fb7521-5f1f-492a-881e-d639371d6108 | Railbelt
Fox River | 1866945 | 26910 | Kenai Peninsula Borough | 1419972 | 99122 | 122 |  | 59.8583 | -150.9583 | 43a1fed5-95a3-4e27-bedc-97dd2b9f93e1 | Railbelt
Fritz Creek | 1866947 | 27090 | Kenai Peninsula Borough | 1419972 | 99122 | 122 |  | 59.7361 | -151.2953 | 2d91bf09-525f-4c95-ba10-8adcb0de4c4c | Railbelt
Funny River | 1865552 | 27145 | Kenai Peninsula Borough | 1419972 | 99122 | 122 |  | 60.5019 | -150.7622 | d8d2a0ab-2a59-4747-90c2-46b369598383 | Railbelt
Gakona | 1402448 | 27420 | Valdez-Cordova Census Area | 1419984 | 99261 | 261 | Ahtna, Incorporated | 62.3019 | -145.3019 | c60b50ca-2a7a-47ef-89fb-35559aec8c19 | Copper River |  |  | L | L | M | N | Y | Y | Y | H | MET TOWER NEAR GAKONA | MET>12
Galena | 1402457 | 27530 | Yukon-Koyukuk Census Area | 1419987 | 99290 | 290 | Doyon, Limited | 64.7333 | -156.9275 | 25bf6c14-97ff-404b-a0f6-edfe2f1b6727 | Yukon-Koyukuk/Upper Tanana |  |  | L | L | H | Y | Y | Y |  | M
Gambell | 1402463 | 27640 | Nome Census Area | 1419977 | 99180 | 180 |  | 63.7797 | -171.7411 | 2c81665b-90d4-4726-9530-2e2ae081de3f | Bering Straits
Game Creek | 1866948 | 27700 | Hoonah-Angoon Census Area | 2371430 | 33390 | 105 |  | 58.0567 | -135.5078 | c5180009-9bb7-4d39-b857-db9285079ee6 | Southeast | X
Gateway | 1865553 | 28200 | Matanuska-Susitna Borough | 1419976 | 99170 | 170 |  | 61.5728 | -149.2408 | f5b7d141-acd2-4236-a74d-ca90b4114c99 | Railbelt
Georgetown | 1402539 | 28350 | Bethel Census Area | 1419966 | 99050 | 50 | Calista Corporation | 61.8939 | -157.7178 | c3a6fa73-3250-429e-a237-00df5d36c109 | Yukon-Koyukuk/Upper Tanana | X
Girdwood | 1422161 | 28410 | Anchorage Municipality | 1416061 | 99020 | 20 |  | 60.9425 | -149.1664 | 9f7b6723-cff4-491b-8dbf-a1f215385225 | Railbelt
Glacier View | 2418599 | 28590 | Matanuska-Susitna Borough | 1419976 | 99170 | 170 |  | 61.9075 | -147.5048 | 151e1e83-fe22-4812-83df-fd96a5b2d249 | Railbelt
Glennallen | 1402643 | 28740 | Valdez-Cordova Census Area | 1419984 | 99261 | 261 |  | 62.1092 | -145.5464 | f817207e-7c46-44c2-ae89-1ff22eda3f09 | Copper River |  |  | L | L | H | Y | Y | Y | Y | M
Goldstream | 2582713 | 29130 | Fairbanks North Star Borough | 1419969 | 99090 | 90 |  | 64.9339 | -148.0084 | e68c9a10-8de8-494d-99bb-00750a3e0f10 | Railbelt
Golovin | 1402760 | 29180 | Nome Census Area | 1419977 | 99180 | 180 | Bering Straits Native Corporation | 64.5433 | -163.0292 | b45416b3-6619-4f0a-9a0b-7e236e56992a | Bering Straits
Goodnews Bay | 1415910 | 29290 | Bethel Census Area | 1419966 | 99050 | 50 | Calista Corporation | 59.1189 | -161.5875 | e3b95016-4d9a-4f3b-a38b-9991cf5fdc99 | Lower Yukon-Kuskokwim | bar: L to M
Grayling | 1402921 | 30060 | Yukon-Koyukuk Census Area | 1419987 | 99290 | 290 | Doyon, Limited | 62.9036 | -160.0647 | 8753c4bc-aaed-431c-8d34-5f37fead934a | Yukon-Koyukuk/Upper Tanana |  |  | L | L | L | Y | Y | Y | X | M
Gulkana | 1403046 | 30500 | Valdez-Cordova Census Area | 1419984 | 99261 | 261 | Ahtna, Incorporated | 62.2714 | -145.3822 | 06a23837-4ad1-4056-9a44-55fdfa4d9037 | Copper River |  |  | L | L | H | Y | Y | Y | Y | M
Gustavus | 1403078 | 30940 | Hoonah-Angoon Census Area | 2371430 | 33390 | 105 |  | 58.4133 | -135.7369 | 74866bc7-44d7-4184-9c42-2bf36bea4fec | Southeast
Haines | 1422400 | 31050 | Haines Borough | 1419970 | 99100 | 100 |  | 59.2286 | -135.4441 | 405c7c19-f64b-4b6a-8175-f1c6eaa71b88 | Southeast
Halibut Cove | 1781963 | 31270 | Kenai Peninsula Borough | 1419972 | 99122 | 122 |  | 59.595 | -151.225 | 4d380541-dba4-4fe6-839d-449e2bffa8a3 | Railbelt
Hamilton | 1403136 | 31375 | Wade Hampton Census Area | 1419985 | 99270 | 270 | Calista Corporation | 62.8961 | -163.8942 | ad3131af-743f-4ad0-8dd9-b7a61518d644 | Yukon-Koyukuk/Upper Tanana | X
Happy Valley | 1866949 | 31710 | Kenai Peninsula Borough | 1419972 | 99122 | 122 |  | 59.9472 | -151.7322 | 3000a9ea-90a7-49d1-84be-7dc727d5b2a3 | Railbelt
Harding-Birch Lakes | 2418611 | 31765 | Fairbanks North Star Borough | 1419969 | 99090 | 90 |  | 64.3714 | -146.5991 | dfb10845-1444-4f28-9dc3-7f68bcb4d798 | Railbelt
Healy | 1403275 | 32150 | Denali Borough | 1419988 | 99068 | 68 |  | 63.8569 | -148.9661 | 7efc08e9-545e-4dda-aaa9-d35176afb7e5 | Railbelt
Healy Lake | 2419534 | 32310 | Southeast Fairbanks Census Area | 1419983 | 99240 | 240 | Doyon, Limited | 63.9872 | -144.6998 | 6749ff1b-904b-40d3-95a9-4737cfd53249 | Yukon-Koyukuk/Upper Tanana |  |  | L | L | L | Y | Y | Y | X | M
Hobart Bay | 1866951 | 32550 | Hoonah-Angoon Census Area | 2371430 | 33390 | 105 |  | 57.4658 | -133.3533 | 46c1eca2-3204-4b17-9905-41f8a7aefd0c | Southeast | X
Hollis | 1866952 | 32810 | Prince of Wales-Hyder Census Area | 1419980 | 99198 | 198 |  | 55.5567 | -132.6364 | 1d27dec8-755e-4915-a92f-130c0547f498 | Southeast
Holy Cross | 1403447 | 33030 | Yukon-Koyukuk Census Area | 1419987 | 99290 | 290 | Doyon, Limited | 62.1994 | -159.7714 | 11ab6f2b-cfe3-41be-b6e5-aaa0a1f88f28 | Yukon-Koyukuk/Upper Tanana |  |  | L | L | L | Y | Y | Y | X | M
Homer | 1413141 | 33140 | Kenai Peninsula Borough | 1419972 | 99122 | 122 |  | 59.6425 | -151.5483 | 9c16b6f1-1486-4cf4-a1ff-21a74ecd4967 | Railbelt
Hoonah | 1403488 | 33360 | Hoonah-Angoon Census Area | 2371430 | 33390 | 105 | Sealaska Corporation | 58.11 | -135.4436 | 7b1783c7-a548-47fe-b944-dc9bb6ebfc0d | Southeast
Hooper Bay | 1403493 | 33470 | Wade Hampton Census Area | 1419985 | 99270 | 270 | Calista Corporation | 61.5311 | -166.0967 | 931e232d-fbe2-4411-aa2b-0c2516e5af1b | Lower Yukon-Kuskokwim | [10 empty] | OPERATING | bar: L to L; M
Hope | 1422645 | 33580 | Kenai Peninsula Borough | 1419972 | 99122 | 122 |  | 60.9203 | -149.6403 | 3333968c-4d2c-44f7-aac7-5842cb38e52e | Railbelt
Houston | 1416613 | 33800 | Matanuska-Susitna Borough | 1419976 | 99170 | 170 |  | 61.6303 | -149.8181 | 2fcb61fa-6783-451d-8c63-145d953c8666 | Railbelt
Hughes | 1403596 | 33910 | Yukon-Koyukuk Census Area | 1419987 | 99290 | 290 | Doyon, Limited | 66.0489 | -154.2556 | 4a615452-5e25-422a-85f3-c6b7307be136 | Yukon-Koyukuk/Upper Tanana |  |  | L | L | L | Y | Y | Y | X | L | 10 M MET TOWER INSTALLED TO VERIFY WIND MAP
Huslia | 1403644 | 34350 | Yukon-Koyukuk Census Area | 1419987 | 99290 | 290 | Doyon, Limited | 65.6986 | -156.3997 | 8512f541-02bb-4e22-8094-13046df08ce2 | Yukon-Koyukuk/Upper Tanana |  |  | L | L | H | Y | Y | Y |  | M
Hydaburg | 1422709 | 34460 | Prince of Wales-Hyder Census Area | 1419980 | 99198 | 198 | Sealaska Corporation | 55.2081 | -132.8267 | bdc1808a-7ebe-489d-864d-2bc1ac07bd88 | Southeast
Hyder | 1422711 | 34570 | Prince of Wales-Hyder Census Area | 1419980 | 99198 | 198 |  | 55.9169 | -130.0247 | 2dce25e6-732b-4475-82fd-1a31f090239f | Southeast | X
Igiugig | 1403706 | 34790 | Lake and Peninsula Borough | 1419975 | 99164 | 164 | Bristol Bay Native Corporation | 59.3278 | -155.8947 | 2ee2bb1c-de5e-43e6-8e79-58b766d877e2 | Bristol Bay |  |  | L | L | L | Y | Y | Y | X | H |  | MET >12
Iliamna | 1403763 | 35120 | Lake and Peninsula Borough | 1419975 | 99164 | 164 | Bristol Bay Native Corporation | 59.7568 | -154.9111 | b626b803-d7a6-4a8a-95f3-5c2061727c76 | Bristol Bay |  |  | L | L | H | Y | Y | Y | Y | L | TIE TO ILIAMNA NEWHALEN AND NONDALTON
Indian | 1422736 |  | Anchorage Municipality | 1416061 | 99020 | 20 |  | 60.9872 | -149.5136 |  | Railbelt
Ivanof Bay | 1894909 | 35890 | Lake and Peninsula Borough | 1419975 | 99164 | 164 | Bristol Bay Native Corporation | 55.9 | -159.4833 | 8a27cce3-5720-43b2-9258-c5f2fdb986af | Bristol Bay | X
Jakolof Bay | 1866953 | 35950 | Kenai Peninsula Borough | 1419972 | 99122 | 122 |  | 59.4469 | -151.5103 | 11815533-753d-489f-a92f-bb1b6f7575a6 | Railbelt
Juneau | 1404263 | 36400 | Juneau City and Borough | 1419971 | 99110 | 110 | Sealaska Corporation | 58.3019 | -134.4197 | 1a737990-4076-4de6-b8ef-4ca63da201dd | Southeast
Kachemak | 1413247 | 36550 | Kenai Peninsula Borough | 1419972 | 99122 | 122 |  | 59.67 | -151.4342 | b5a177f1-ee19-44fb-a053-94fd9ae96d0b | Railbelt
Kachemak Selo | 1415989 |  | Kenai Peninsula Borough | 1419972 | 99122 | 122 |  | 59.7915 | -151.0747 | 6e64b851-8ecb-4f84-8052-d59a7db095e3 | Railbelt | X
Kaguyak | 1404309 | 36655 | Kodiak Island Borough | 1419974 | 99150 | 150 | Koniag, Incorporated | 56.8689 | -153.7955 | 2d25c7f9-4e72-4283-9022-a8c51d058cf7 | Kodiak | X
Kake | 1422926 | 36770 | Petersburg Census Area | 2516404 | 99195 | 195 | Sealaska Corporation | 56.9758 | -133.9472 | 9aa30fae-6452-4097-83b9-10a4cd761165 | Southeast
Kaktovik | 1404349 | 36990 | North Slope Borough | 1419978 | 99185 | 185 | Arctic Slope Regional Corporation | 70.1319 | -143.6239 | d3b6b64d-90c9-4cec-8fe9-4d3b910a7b01 | North Slope
Kalifornsky | 1413260 | 37250 | Kenai Peninsula Borough | 1419972 | 99122 | 122 |  | 60.4183 | -151.29 | b248add4-e334-45e6-979c-a62e539acfc6 | Railbelt
Kalskag | 1404378 | 81320 | Bethel Census Area | 1419966 | 99050 | 50 | Koniag, Incorporated | 61.5372 | -160.3053 | fcc2db94-2e36-4e5c-b35f-3768faf942fa | Lower Yukon-Kuskokwim |  |  | M | M | M | Y | Y | Y | Y | L | ASSUME THIS IS UPPER KALSKAG | NO ONE FROM KALSKAG HAS APPROACHED
Kaltag | 1404379 | 37430 | Yukon-Koyukuk Census Area | 1419987 | 99290 | 290 | Doyon, Limited | 64.3272 | -158.7219 | 1c478003-280c-46e8-b893-f98ffa651efe | Yukon-Koyukuk/Upper Tanana |  |  | L | L | L | Y | Y | Y | X | M
Kanatak | 1404401 | 37480 | Kodiak Island Borough | 1419974 | 99150 | 150 |  | 57.5728 | -156.0432 | 1e995347-657e-4c01-80f7-1718b5ef3c1e | Kodiak | X
Karluk | 1404456 | 37540 | Kodiak Island Borough | 1419974 | 99150 | 150 | Koniag, Incorporated | 57.5719 | -154.4556 | 2d985aa9-e05e-4dff-8e44-e14973dc3f9b | Kodiak |  |  | L | L | L | Y | N | N | X | L | LIKELY STRONG BUT SEVERE WIND RESOURCE ON RIDGE
Kasaan | 1404468 | 37650 | Prince of Wales-Hyder Census Area | 1419980 | 99198 | 198 | Sealaska Corporation | 55.5389 | -132.4008 | 86bf03e7-a916-43d9-a99b-faf796d0d507 | Southeast
Kasigluk | 1404483 | 37975 | Bethel Census Area | 1419966 | 99050 | 50 | Calista Corporation | 60.8956 | -162.5181 | 2f7923cc-1cea-4335-86ad-08151d8d4eec | Lower Yukon-Kuskokwim | [10 empty] | OPERATING | bar: L to L; L
Kasilof | 1413283 | 38090 | Kenai Peninsula Borough | 1419972 | 99122 | 122 |  | 60.3375 | -151.2744 | 8fe00781-f371-45c9-b8ef-fc8982951b65 | Railbelt
Kenai | 1413299 | 38420 | Kenai Peninsula Borough | 1419972 | 99122 | 122 | Cook Inlet Region, Incorporated | 60.5544 | -151.2583 | 873fdc7a-04c6-47fb-9926-34d524f0e919 | Railbelt
Kenny Lake | 1866955 | 38910 | Valdez-Cordova Census Area | 1419984 | 99261 | 261 |  | 61.7192 | -144.9483 | f8474256-a3b8-4bba-8e4b-defb86e99629 | Copper River |  |  | L | L | H | Y | Y | Y | Y | M
Ketchikan | 1423039 | 38970 | Ketchikan Gateway Borough | 1419973 | 99130 | 130 |  | 55.3422 | -131.6461 | 1bf4ffe8-2534-4163-8660-078cc02feb1a | Southeast
Kiana | 1413311 | 39300 | Northwest Arctic Borough | 1419979 | 99188 | 188 | NANA Regional Corporation, Incorporated | 66.975 | -160.4228 | a7e777c1-ab8a-4211-bcdd-6725f0143eb3 | Northwest Arctic
King Cove | 1418792 | 39410 | Aleutians East Borough | 1419964 | 99013 | 13 | Aleut Corporation | 55.0617 | -162.3103 | 836b5df4-ba45-4a74-af1d-568f90d6eeb1 | Aleutians |  |  | H | H | H | Y | Y | Y | Y | L | ONE NET STUDY FOUND TURBULENCE, OTHER SITES LIKELY AVAIL BUT NOT STUDIED
King Island | 1411501 | 80175 | Nome Census Area | 1419977 | 99180 | 180 | Bering Straits Native Corporation | 64.9775 | -168.0572 | a1dae376-19df-4d28-aad8-ef5f713ee8d3 | Bering Straits | X
King Salmon | 1404738 | 39630 | Bristol Bay Borough | 1419967 | 99060 | 60 | Bristol Bay Native Corporation | 58.6883 | -156.6614 | 62dcb87c-f6c4-4272-b690-0e970eeee597 | Bristol Bay |  |  | M | M | H | Y | Y | Y | Y | H | TIE TO NAKNEK, KING SALMON AND S NAKNEK | MET>12
Kipnuk | 1404781 | 39740 | Bethel Census Area | 1419966 | 99050 | 50 | Calista Corporation | 59.9389 | -164.0414 | e4e22ec7-cd34-4dd7-9cd2-030e473400e4 | Lower Yukon-Kuskokwim |  |  | M | H | M | Y | Y | Y | Y | M | CONFLICT IN COMMUNITY BETWEEN CITY AND TRIBE | MET TOWER <12
Kivalina | 1413348 | 39960 | Northwest Arctic Borough | 1419979 | 99188 | 188 | NANA Regional Corporation, Incorporated | 67.7269 | -164.5333 | d0e03d80-1671-4b3e-ad86-f1e195e7467d | Northwest Arctic
Klawock | 1423100 | 40400 | Prince of Wales-Hyder Census Area | 1419980 | 99198 | 198 | Sealaska Corporation | 55.5522 | -133.0958 | d826ef12-da35-4950-b2cf-89915b8675ef | Southeast
Klukwan | 1866956 | 40510 | Hoonah-Angoon Census Area | 2371430 | 33390 | 105 | Sealaska Corporation | 59.4039 | -135.8844 | 0baf70be-c0aa-4053-8d87-e9bcabae2bf8 | Southeast
Knik River | 2418662 | 40670 | Matanuska-Susitna Borough | 1419976 | 99170 | 170 | Cook Inlet Region, Incorporated | 61.46 | -148.9124 | 995402bc-ed28-44f3-a42b-d8f5b28a13fd | Railbelt
Knik-Fairview | 2418663 | 40645 | Matanuska-Susitna Borough | 1419976 | 99170 | 170 |  | 61.5126 | -149.6001 | 70896c13-38c1-4d1a-a084-bcdde29648cd | Railbelt
Kobuk | 1413362 | 40840 | Northwest Arctic Borough | 1419979 | 99188 | 188 | NANA Regional Corporation, Incorporated | 66.9072 | -156.8811 | 95e28c5b-af2e-4bd5-990b-fd4de3191c3e | Northwest Arctic
Kodiak | 1404875 | 40950 | Kodiak Island Borough | 1419974 | 99150 | 150 | Koniag, Incorporated | 57.79 | -152.4072 | d91d5e68-90a3-45f5-ab73-9f89f2652c5a | Kodiak |  |  | M | H | M | Y | Y | Y | N | H | RENEWABLE ENERGY PENETRATION AT 99%. ADDITIONAL LOAD FOR WIND IS AN ISSUE.
Kodiak Station | 2418665 | 41210 | Kodiak Island Borough | 1419974 | 99150 | 150 |  | 57.7659 | -152.6 | 6876b873-4295-4312-9e2b-4af16efb9555 | Kodiak | X
Kokhanok | 1404333 | 41280 | Lake and Peninsula Borough | 1419975 | 99164 | 164 | Bristol Bay Native Corporation | 59.4394 | -154.7761 | 5a9a2965-3bce-4655-af6f-1861b119bebb | Bristol Bay | [10 empty] | OPERATING | bar: M to M; N to H
Koliganek | 1404914 | 41500 | Dillingham Census Area | 1419968 | 99070 | 70 | Bristol Bay Native Corporation | 59.7286 | -157.2844 | 89f05e8d-5f77-44d3-9207-a9a1a6dd5f22 | Bristol Bay |  |  | M | M | H | Y | Y | Y | Y | H |  | MET >12
Kongiganak | 1404934 | 41610 | Bethel Census Area | 1419966 | 99050 | 50 | Calista Corporation | 59.9533 | -162.8951 | 41bf65a8-2e69-4eba-b06a-509c25d4f9f9 | Lower Yukon-Kuskokwim | [10 empty] | OPERATING | bar: M to M; H
Kotlik | 1404964 | 41720 | Wade Hampton Census Area | 1419985 | 99270 | 270 | Calista Corporation | 63.0342 | -163.5533 | 60e21fe5-6ada-442a-8366-b3615583bacf | Lower Yukon-Kuskokwim |  |  | M | M | M | N | N | N | Y | L
Kotzebue | 1413378 | 41830 | Northwest Arctic Borough | 1419979 | 99188 | 188 | NANA Regional Corporation, Incorporated | 66.8983 | -162.5967 | 8aa56b8f-c01a-44a4-8f66-cbac5c6f2f4e | Northwest Arctic
Koyuk | 1404981 | 41940 | Nome Census Area | 1419977 | 99180 | 180 | Bering Straits Native Corporation | 64.9319 | -161.1569 | af72c3c9-7512-46c8-bc6c-28e100128806 | Bering Straits
Koyukuk | 1404984 | 42050 | Yukon-Koyukuk Census Area | 1419987 | 99290 | 290 | Doyon, Limited | 64.8803 | -157.7008 | d9a69055-96fa-404b-a32e-a754f6d256d0 | Yukon-Koyukuk/Upper Tanana |  |  | L | L | L | Y | Y | Y | X | L | HIGH TERRAIN NEARBY MAY HOLD WIND RESOURCE
Kupreanof | 1424959 | 42160 | Petersburg Census Area | 2516404 | 99195 | 195 |  | 56.8144 | -132.9806 | dd9e1299-8214-43c4-b9dc-1873d4978f20 | Southeast | X
Kwethluk | 1405119 | 42380 | Bethel Census Area | 1419966 | 99050 | 50 | Calista Corporation | 60.8122 | -161.4358 | 697b5816-c44a-4e0a-8653-5f5ded02c156 | Lower Yukon-Kuskokwim |  |  | L | L | L | Y | Y | N | Y | H | LOCAL GOVT SLOW ON REPORTS, NO GOOD WIND SITES | MET TOWER >12
Kwigillingok | 1405122 | 42490 | Bethel Census Area | 1419966 | 99050 | 50 | Calista Corporation | 59.8644 | -163.1342 | 240d8e7e-eb06-4c50-a167-9626412459ce | Lower Yukon-Kuskokwim | [10 empty] | OPERATING | bar: L to L; H
Lake Louise | 1865556 | 42805 | Matanuska-Susitna Borough | 1419976 | 99170 | 170 |  | 62.2814 | -146.5511 | 2d4016fb-5349-4acd-be15-f86a91216bc1 | Railbelt
Lake Minchumina | 1405185 | 42820 | Yukon-Koyukuk Census Area | 1419987 | 99290 | 290 |  | 63.8828 | -152.3122 | 68471756-5f21-48ea-b07f-2d514f8b6a7f | Yukon-Koyukuk/Upper Tanana |  |  | L | L | L | Y | Y | Y | X | M | NO CENTRAL POWER SYSTEM
Lakes | 2418681 | 42832 | Matanuska-Susitna Borough | 1419976 | 99170 | 170 |  | 61.6053 | -149.3066 | 683fec24-e955-4dad-91ac-5a4f4f1e11d5 | Railbelt
Larsen Bay | 1405216 | 43040 | Kodiak Island Borough | 1419974 | 99150 | 150 | Koniag, Incorporated | 57.54 | -153.9786 | c712c2ee-2345-4f1f-96a1-e88d9dbd93b2 | Kodiak |  |  | L | M | L | Y | Y | Y | X | M
Lazy Mountain | 1866958 | 43260 | Matanuska-Susitna Borough | 1419976 | 99170 | 170 |  | 61.6261 | -148.9456 | 788d9f67-f546-4672-830f-75f4237c073c | Railbelt
Levelock | 1405300 | 43810 | Lake and Peninsula Borough | 1419975 | 99164 | 164 | Bristol Bay Native Corporation | 59.1142 | -156.8589 | 3461e6af-9e16-45b3-b908-7ae08fb87d42 | Bristol Bay |  |  | L | L | L | Y | Y | Y | X | L
Lime Village | 1405351 | 44030 | Bethel Census Area | 1419966 | 99050 | 50 | Calista Corporation | 61.3564 | -155.4356 | 5db73dd9-b52c-486a-acf4-a323b8d8f3cf | Lower Yukon-Kuskokwim |  |  | L | L | L | N | N | N | X | M
Livengood | 1405579 | 44580 | Yukon-Koyukuk Census Area | 1419987 | 99290 | 290 |  | 65.5244 | -148.5447 | 39be1361-9069-408f-8ed2-1eae1a70c1c4 | Yukon-Koyukuk/Upper Tanana | X
Loring | 1423422 | 45020 | Ketchikan Gateway Borough | 1419973 | 99130 | 130 |  | 55.6025 | -131.6361 | e85ebb88-73f0-4832-93f8-2ef2cc330f36 | Southeast
Lowell Point | 1865557 | 45295 | Kenai Peninsula Borough | 1419972 | 99122 | 122 |  | 60.0725 | -149.4411 | e5bee98f-4921-4d39-9de2-23c2693be038 | Railbelt
Lower Kalskag | 1405763 | 45460 | Bethel Census Area | 1419966 | 99050 | 50 | Calista Corporation | 61.5122 | -160.3581 | 6b517207-fff8-42d5-a914-21337156b33f | Lower Yukon-Kuskokwim |  |  | M | M | M | Y | Y | Y | Y | L | TIE TO UPPER KALSKAG WHERE WIND PROJECT HAS POTENTIAL SITE
Lutak | 1866960 | 45700 | Haines Borough | 1419970 | 99100 | 100 |  | 59.3411 | -135.5656 | d61fa733-d9e1-4f50-b238-3fe969200e08 | Southeast | X
Manley Hot Springs | 1405922 | 46780 | Yukon-Koyukuk Census Area | 1419987 | 99290 | 290 | Doyon, Limited | 65.0011 | -150.6339 | e4ebbff7-5056-4ce9-919e-ee2f6101052b | Yukon-Koyukuk/Upper Tanana |  |  | L | M | L | Y | Y | Y | X | L
Manokotak | 1405927 | 46890 | Dillingham Census Area | 1419968 | 99070 | 70 | Bristol Bay Native Corporation | 58.9814 | -159.0583 | bfce1319-9a9a-4b1b-86b2-6d9067351939 | Bristol Bay |  |  | M | M | H | Y | Y | Y | Y | H | POSS TIE DILLINGHAM | MET >12
Marshall | 1405984 | 47000 | Wade Hampton Census Area | 1419985 | 99270 | 270 | Calista Corporation | 61.8778 | -162.0811 | 8da404f6-21fb-4235-85de-678936ad02c6 | Lower Yukon-Kuskokwim |  |  | M | M | M | Y | Y | Y | Y | H |  | MET TOWER >12
Mary's Igloo | 1895603 | 47220 | Nome Census Area | 1419977 | 99180 | 180 | Bering Straits Native Corporation | 65.1489 | -165.0678 | f85322de-9e1e-46a2-89b1-9a5fd74b059a | Bering Straits | X
McCarthy | 1406098 | 45790 | Valdez-Cordova Census Area | 1419984 | 99261 | 261 |  | 61.4333 | -142.9217 | f59d9a30-01ca-4a12-941c-ad822f747fd0 | Copper River |  |  | L | L | L | Y | Y | Y | X | M
McGrath | 1406131 | 46010 | Yukon-Koyukuk Census Area | 1419987 | 99290 | 290 | Doyon, Limited | 62.9564 | -155.5958 | e87f0b43-c6a0-4c7f-b013-dbbf132f4a3e | Yukon-Koyukuk/Upper Tanana |  |  | L | L | H | Y | Y | Y |  | M
McKinley Park | 1423625 | 46560 | Denali Borough | 1419988 | 99068 | 68 |  | 63.7328 | -148.9142 | be7ba217-124a-4c07-844a-e13b8119b592 | Railbelt
Meadow Lakes | 1866961 | 47735 | Matanuska-Susitna Borough | 1419976 | 99170 | 170 |  | 61.6247 | -149.6011 | 1690588e-3947-48dc-b126-4086a128d05f | Railbelt
Mekoryuk | 1406211 | 47990 | Bethel Census Area | 1419966 | 99050 | 50 | Calista Corporation | 60.3881 | -166.185 | b1df202d-fed0-4f6f-8370-aa0d13299ac8 | Lower Yukon-Kuskokwim | [10 empty] | OPERATING | bar: L to L; M
Mendeltna | 1866962 | 48200 | Valdez-Cordova Census Area | 1419984 | 99261 | 261 |  | 62.0661 | -146.45 | d925935e-37ce-42e8-b601-c8c8c0970eaa | Copper River | X
Mentasta Lake | 1406241 | 48540 | Valdez-Cordova Census Area | 1419984 | 99261 | 261 | Ahtna, Incorporated | 62.9211 | -143.7692 | 21a274da-64f7-4cbc-829c-ee1d20c8737c | Copper River |  |  | L | M | L | Y | Y | Y | X | L
Mertarvik | 2582714 | 48590 | Bethel Census Area | 1419966 | 99050 | 50 |  | 60.811 | -164.4991 | 7300d730-2bc1-4025-a098-e3790ce17e68 | Lower Yukon-Kuskokwim |  |  | L | H | L | Y | Y | Y | X | M |  | MET TOWER AT NEWTOK COMPARISON
Metlakatla | 1423661 | 48870 | Prince of Wales-Hyder Census Area | 1419980 | 99198 | 198 |  | 55.1292 | -131.5722 | b8384cdc-89f6-458a-94b7-a21c8b73be33 | Southeast
Meyers Chuck | 1423664 | 48980 | Wrangell City and Borough | 2516402 | 99275 | 275 |  | 55.7408 | -132.2564 | 77dec18b-5ee1-4bbf-8cf5-8cb1c8d63d6f | Southeast | X
Miller Landing | 1413533 | 49450 | Kenai Peninsula Borough | 1419972 | 99122 | 122 |  | 59.6675 | -151.4347 | 51f8c48d-dfb2-4f66-9803-2a244cd98f7d | Railbelt
Minto | 1406419 | 49530 | Yukon-Koyukuk Census Area | 1419987 | 99290 | 290 | Doyon, Limited | 65.1504 | -149.3497 | 55f08896-dfaa-41c2-a407-442fbcb3c093 | Yukon-Koyukuk/Upper Tanana |  |  | L | M | L | Y | Y | Y | X | L
Moose Creek | 1406548 | 50080 | Fairbanks North Star Borough | 1419969 | 99090 | 90 |  | 64.71 | -147.1436 | 0dda69f0-648e-421a-9aaa-e94f9df054cc | Railbelt
Moose Pass | 1417076 | 50190 | Kenai Peninsula Borough | 1419972 | 99122 | 122 |  | 60.4875 | -149.3689 | d07bb477-67e7-4423-bec3-dec2f6fdb76c | Railbelt
Mosquito Lake | 1866963 | 50800 | Haines Borough | 1419970 | 99100 | 100 |  | 59.5292 | -136.0911 | b7b03f17-4050-424b-a4de-ddc8748f6588 | Southeast
Mountain Village | 1406655 | 51180 | Wade Hampton Census Area | 1419985 | 99270 | 270 | Calista Corporation | 62.0856 | -163.7294 | 2e645af5-b369-4401-aca6-47cba6bed98a | Lower Yukon-Kuskokwim |  |  | M | H | M | Y | Y | Y | Y | H | FEAS UNDERWAY, WIND STABLE, NEED FEAS COMPLETE | MET TOWER >12
Mud Bay | 1865558 | 51455 | Haines Borough | 1419970 | 99100 | 100 |  | 59.1597 | -135.3758 | 1bba2fe8-efb9-4ddc-96ef-34777f5c88e3 | Southeast | X
Nabesna | 1406770 | 51960 | Valdez-Cordova Census Area | 1419984 | 99261 | 261 |  | 62.3719 | -143.0086 | 522f0b95-a753-4f01-8846-57dddc34a0d9 | Copper River | X
Naknek | 1406798 | 52060 | Bristol Bay Borough | 1419967 | 99060 | 60 | Bristol Bay Native Corporation | 58.7283 | -157.0139 | 486421d9-6ee1-4571-896e-a508d951420d | Bristol Bay |  |  | M | M | H | Y | Y | Y | Y | H | TIE TO NAKNEK, KING SALMON AND S NAKNEK | MET>12
Nanwalek | 1412986 | 52210 | Kenai Peninsula Borough | 1419972 | 99122 | 122 | Chugach Alaska Corporation | 59.3564 | -151.9208 | a40c5644-a2b3-4bf9-a05d-e5c13b810dd0 | Railbelt
Napaimute | 1406828 | 52250 | Bethel Census Area | 1419966 | 99050 | 50 | Calista Corporation | 61.54 | -158.6742 | bd0ec7fd-ad93-42fa-bc4e-39b6a8f4bfe5 | Lower Yukon-Kuskokwim | X
Napakiak | 1406829 | 52390 | Bethel Census Area | 1419966 | 99050 | 50 | Calista Corporation | 60.6967 | -161.9519 | 06611ed2-12b6-47f0-a3f3-f3f3dd9775a5 | Lower Yukon-Kuskokwim |  |  | M | M | M | Y | Y | Y | Y | H | LARGER BETHEL TURBINES BETTER BET | MET TOWER >12
Napaskiak | 1406834 | 52720 | Bethel Census Area | 1419966 | 99050 | 50 | Calista Corporation | 60.7081 | -161.7661 | 7479359b-3bd3-4858-9b68-c2d008906575 | Lower Yukon-Kuskokwim |  |  | L | L | M | Y | Y | N | Y | H |  | MET TOWER >12
Naukati Bay | 1866964 | 52845 | Prince of Wales-Hyder Census Area | 1419980 | 99198 | 198 |  | 55.8736 | -133.1847 | 0fccde8e-a67e-4239-9a4e-a2a7fc6c4333 | Southeast
Nelchina | 1865559 | 52915 | Valdez-Cordova Census Area | 1419984 | 99261 | 261 |  | 61.9919 | -146.7686 | fd739f87-b93f-4be1-9dc9-68dfc375f97e | Copper River |  |  | L | L | H | Y | Y | Y | Y | M
Nelson Lagoon | 1418948 | 52940 | Aleutians East Borough | 1419964 | 99013 | 13 | Aleut Corporation | 56.0006 | -161.207 | 199f49f0-a6ef-4622-b597-d4c015ba33f2 | Aleutians |  |  | L | H | L | Y | N | Y | X | M | PERMITTING DIFFICULT BECAUSE ON SPIT. MONOPOLE W ANEM, VANE ONSITE.
Nenana | 1406940 | 53050 | Yukon-Koyukuk Census Area | 1419987 | 99290 | 290 | Doyon, Limited | 64.5639 | -149.0931 | f8109851-d2f7-4c51-bcd7-b8538003d22d | Yukon-Koyukuk/Upper Tanana |  |  | M | M | H | Y | Y | Y |  | L
New Allakaket | 2419536 | 53162 | Yukon-Koyukuk Census Area | 1419987 | 99290 | 290 |  | 66.5427 | -152.6477 | 76f9b1e6-b242-4e17-8ecf-1c0899651cc5 | Yukon-Koyukuk/Upper Tanana | X
New Stuyahok | 1406972 | 53710 | Dillingham Census Area | 1419968 | 99070 | 70 | Bristol Bay Native Corporation | 59.4528 | -157.3119 | e12f5cec-01a1-48cb-97e8-a0efd9c45949 | Bristol Bay |  |  | M | M | M | Y | Y | Y | Y | H | POSS TIE EKWOK. SITING ISSUES AT OLD AIRPORT. | MET >12
Newhalen | 1406978 | 53270 | Lake and Peninsula Borough | 1419975 | 99164 | 164 | Bristol Bay Native Corporation | 59.72 | -154.8972 | fee547b4-0479-4fee-8443-2c28ed7bda15 | Bristol Bay |  |  | M | M | H | Y | Y | Y | Y | L | TIE TO ILIAMNA NEWHALEN AND NONDALTON
Newtok | 1406985 | 53820 | Bethel Census Area | 1419966 | 99050 | 50 | Calista Corporation | 60.9428 | -164.6294 | 272a57f6-7fcd-4399-baf2-123e4a420e93 | Lower Yukon-Kuskokwim |  |  | M: L; M: H; H: L; L: M | DEVELOPABILITY LOW SINCE MOVING | 20 M MET TOWER
Nightmute | 1407008 | 53930 | Bethel Census Area | 1419966 | 99050 | 50 | Calista Corporation | 60.4794 | -164.7239 | afb04cee-3c95-4b2f-bdf7-8f5e07c503c4 | Lower Yukon-Kuskokwim | [10 empty] | OPERATING | bar: M to H; L
Nikiski | 1416651 | 54050 | Kenai Peninsula Borough | 1419972 | 99122 | 122 |  | 60.6903 | -151.2889 | 763156a2-5a06-4344-8413-dbf6b225e730 | Railbelt
Nikolaevsk | 1417063 | 54085 | Kenai Peninsula Borough | 1419972 | 99122 | 122 |  | 59.8119 | -151.6106 | 629b5007-94ef-4fc3-959f-f4126649ea00 | Railbelt
Nikolai | 1407022 | 54150 | Yukon-Koyukuk Census Area | 1419987 | 99290 | 290 | Doyon, Limited | 63.0133 | -154.375 | 615ac9ab-bb86-49b4-bda4-4dcc7dfd7a22 | Yukon-Koyukuk/Upper Tanana |  |  | L | L | L | Y | Y | Y | X | M
Nikolski | 1418954 | 54260 | Aleutians West Census Area | 1419965 | 99016 | 16 | Aleut Corporation | 52.9381 | -168.8678 | 06afc3d9-b26d-407e-8c0a-791dee3d79eb | Aleutians |  |  | L | H | L | Y | Y | Y | X | H | PROJECT IN PLACE BUT NOT FUNCTIONING | MET >12
Ninilchik | 1413634 | 54480 | Kenai Peninsula Borough | 1419972 | 99122 | 122 | Cook Inlet Region, Incorporated | 60.0514 | -151.6689 | 1312e096-cece-4f8c-9ce4-bb16958f4ffc | Railbelt
Noatak | 1413638 | 54700 | Northwest Arctic Borough | 1419979 | 99188 | 188 | NANA Regional Corporation, Incorporated | 67.5711 | -162.9653 | 9398f142-5b1c-49f1-8ea3-abb26c685372 | Northwest Arctic
Nome | 1407125 | 54920 | Nome Census Area | 1419977 | 99180 | 180 | Bering Straits Native Corporation | 64.5011 | -165.4064 | 7831002d-cf78-477b-a4f8-b1c9bba1a96c | Bering Straits
Nondalton | 1407129 | 55030 | Lake and Peninsula Borough | 1419975 | 99164 | 164 | Bristol Bay Native Corporation | 59.9736 | -154.8458 | e1f817cb-83d3-43c2-9762-b7a3ded4f656 | Bristol Bay |  |  | L | L | L | N | Y | N | Y | M | TIE TO ILIAMNA NEWHALEN AND NONDALTON
Noorvik | 1413646 | 55140 | Northwest Arctic Borough | 1419979 | 99188 | 188 | NANA Regional Corporation, Incorporated | 66.8383 | -161.0328 | c70ceaa1-b8dc-4f8b-8c49-1c38db04015d | Northwest Arctic
North Pole | 1407230 | 55910 | Fairbanks North Star Borough | 1419969 | 99090 | 90 |  | 64.7511 | -147.3494 | c56413d3-2295-418d-979f-8c99fdc29ad4 | Railbelt
Northway | 1407253 | 56220 | Southeast Fairbanks Census Area | 1419983 | 99240 | 240 | Doyon, Limited | 62.9617 | -141.9372 | 3ccc1fda-6f92-455d-ad87-e4d6885b0163 | Yukon-Koyukuk/Upper Tanana |  |  | L | L | H | Y | Y | Y |  | M
Northway Junction | 1866965 | 56250 | Southeast Fairbanks Census Area | 1419983 | 99240 | 240 |  | 63.0022 | -141.7772 | 41c9537b-e6ca-439c-9b97-7b08d2c850e4 | Yukon-Koyukuk/Upper Tanana | X
Northway Village | 1407254 | 56260 | Southeast Fairbanks Census Area | 1419983 | 99240 | 240 |  | 62.9822 | -141.9517 | b6650fff-672c-46af-90c1-3f157a4ab13e | Yukon-Koyukuk/Upper Tanana | X
Nuiqsut | 1416680 | 56320 | North Slope Borough | 1419978 | 99185 | 185 | Arctic Slope Regional Corporation | 70.2175 | -150.9764 | c8bdb2ef-7075-4eab-9adc-743057baad86 | North Slope
Nulato | 1407321 | 56350 | Yukon-Koyukuk Census Area | 1419987 | 99290 | 290 | Doyon, Limited | 64.7194 | -158.1031 | b34949b0-487f-4dca-a5ca-325c85999e64 | Yukon-Koyukuk/Upper Tanana |  |  | L | L | H | Y | Y | Y |  | M
Nunam Iqua | 1409405 | 56600 | Wade Hampton Census Area | 1419985 | 99270 | 270 | Calista Corporation | 62.5336 | -164.8411 | 3f0e76d9-b7bf-42ac-8e93-e5d6440c71eb | Lower Yukon-Kuskokwim |  |  | M | M | M | Y | Y | Y | Y | H | LIMITED SITES AND BARELY ENOUGH LOAD. PURSUING EE AND DIESEL PLANT UPGRADES | >12 MONTHS
Nunapitchuk | 1407339 | 56680 | Bethel Census Area | 1419966 | 99050 | 50 | Calista Corporation | 60.8969 | -162.4594 | 9d306c13-9008-46cd-97aa-70c59268ce15 | Lower Yukon-Kuskokwim | [10 empty] | OPERATING | bar: L to L; M
Ohogamiut | 1407436 | 57060 | Wade Hampton Census Area | 1419985 | 99270 | 270 | Calista Corporation | 61.5678 | -161.8636 | 60fa56be-e5a6-4913-8861-34aca851bf1e | Lower Yukon-Kuskokwim | X
Old Harbor | 1407483 | 57340 | Kodiak Island Borough | 1419974 | 99150 | 150 | Koniag, Incorporated | 57.2028 | -153.3039 | 0516405d-a65c-408e-b33e-e4058a4033a1 | Kodiak |  |  | L | L | H | Y | Y | Y | Y | M | AVE LOAD = 97 KW, THUS <100, BUT LOAD ASSUMED ACCEPTABLE.
Oscarville | 1407624 | 58330 | Bethel Census Area | 1419966 | 99050 | 50 | Calista Corporation | 60.7228 | -161.77 | 776f04e5-8590-484e-a895-03496588c1a3 | Lower Yukon-Kuskokwim |  |  | H | M | H | Y | Y | Y | Y | H | TIED TO BETHEL. ECON OF SCALE HIGH.
Ouzinkie | 1407684 | 58550 | Kodiak Island Borough | 1419974 | 99150 | 150 | Koniag, Incorporated | 57.9236 | -152.5022 | 19d565bc-8743-48bd-91ae-6001975d91e2 | Kodiak |  |  | L | M | L | Y | Y | Y | X | M
Paimiut | 1407723 | 58600 | Wade Hampton Census Area | 1419985 | 99270 | 270 | Calista Corporation | 61.7014 | -165.8394 | fd8202ec-07e5-459a-b830-ab07fa7f2205 | Lower Yukon-Kuskokwim | X
Palmer | 1407737 | 58660 | Matanuska-Susitna Borough | 1419976 | 99170 | 170 |  | 61.5997 | -149.1128 | 8843531a-c888-4166-a63d-e3fee6c8887f | Railbelt
Pauloff Harbor | 2419532 | 58985 | Aleutians East Borough | 1419964 | 99013 | 13 | Aleut Corporation | 54.4577 | -162.7071 | 42e4c953-44b2-41b2-9c78-0275eced916e | Aleutians | X
Paxson | 1866966 | 59320 | Valdez-Cordova Census Area | 1419984 | 99261 | 261 |  | 63.0897 | -145.6131 | 3d10acae-12c1-4545-a35f-c206ac899fbf | Copper River | X
Pedro Bay | 1407862 | 59540 | Lake and Peninsula Borough | 1419975 | 99164 | 164 | Bristol Bay Native Corporation | 59.7872 | -154.1061 | 783cae27-a2c6-4965-8fb0-64c858305d5b | Bristol Bay |  |  | L | M | L | Y | Y | Y | X | L
Pelican | 1424201 | 59650 | Hoonah-Angoon Census Area | 2371430 | 33390 | 105 |  | 57.9608 | -136.2275 | a9848929-7e35-490a-9798-1161afb36a0e | Southeast
Perryville | 1407902 | 60200 | Lake and Peninsula Borough | 1419975 | 99164 | 164 | Bristol Bay Native Corporation | 55.914 | -159.1633 | 16006398-f9dd-4c8b-b37d-e66e9d05ed86 | Bristol Bay |  |  | M | H | M | Y | Y | Y | X | H | OPERATING, BUT ONLY 2-PHASE POWER TO WIND FARM, SO UNBALANCED. Developability assigned M since project in place, despite low load. | MET>12
Petersburg | 1424228 | 60310 | Petersburg Census Area | 2516404 | 99195 | 195 |  | 56.8113 | -132.9512 | fb79d9b5-9c46-4f7b-b140-2487865ca0c4 | Southeast
Petersville | 1407927 | 60460 | Matanuska-Susitna Borough | 1419976 | 99170 | 170 |  | 62.4964 | -150.7656 | 838d4ae6-6612-4a68-aa60-0cb36794515f | Railbelt
Pilot Point | 1407992 | 60640 | Lake and Peninsula Borough | 1419975 | 99164 | 164 | Bristol Bay Native Corporation | 57.5642 | -157.5792 | 71865914-5343-4f88-8a8a-11be07f7eb57 | Bristol Bay |  |  | M | M | M | Y | Y | Y | X | H | OPERATING 10 KW, NON-OPERATING 10 KW | MET>12
Pilot Station | 1407993 | 60750 | Wade Hampton Census Area | 1419985 | 99270 | 270 | Calista Corporation | 61.9389 | -162.875 | 259b133b-e1b5-4a7b-ac9c-a978720e33f3 | Lower Yukon-Kuskokwim |  |  | M | M | H | Y | Y | Y | Y | M | CONSIDERED FOR TIE TO ST MARYS, BUT MUSHY AND EXPENSIVE?. | NO MET TOWER, BUT NEARBY MET TOWERS IN MARSHALL AND PITKAS
Pitkas Point | 1408054 | 60860 | Wade Hampton Census Area | 1419985 | 99270 | 270 | Calista Corporation | 62.0328 | -163.2878 | c9ece4dc-52bf-4561-96f1-cc0179c42dbd | Lower Yukon-Kuskokwim | [10 empty] | THROUGH 65% DESIGN | bar: M to H
Platinum | 1408072 | 61080 | Bethel Census Area | 1419966 | 99050 | 50 | Calista Corporation | 59.0131 | -161.8164 | 5f5caa4c-16c5-4214-a132-288746986df0 | Lower Yukon-Kuskokwim |  |  | L | H | L | N | X | N | N | L
Pleasant Valley | 1866967 | 61120 | Fairbanks North Star Borough | 1419969 | 99090 | 90 |  | 64.8814 | -146.8686 | c0b2bb3a-2750-4ecd-913e-baf3ab1aa32a | Railbelt
Point Baker | 1424323 | 61190 | Prince of Wales-Hyder Census Area | 1419980 | 99198 | 198 |  | 56.3528 | -133.6211 | f14464e9-869a-4682-b7d2-1f47fd5e873f | Southeast
Point Hope | 1408110 | 61630 | North Slope Borough | 1419978 | 99185 | 185 | Arctic Slope Regional Corporation | 68.3486 | -166.7347 | 7de8d732-febd-4a66-9837-001caaab4361 | North Slope
Point Lay | 1408115 | 61700 | North Slope Borough | 1419978 | 99185 | 185 | Arctic Slope Regional Corporation | 69.7439 | -163.0084 | d838c9ef-9ae5-4c4c-91ea-ebef6e48bf5d | North Slope
Point MacKenzie | 1865561 | 61788 | Matanuska-Susitna Borough | 1419976 | 99170 | 170 |  | 61.3597 | -149.9783 | 106a3ade-3596-43c7-a084-a06e38c71b98 | Railbelt
Point Possession | 2582716 | 61825 | Kenai Peninsula Borough | 1419972 | 99122 | 122 | Cook Inlet Region, Incorporated | 60.9231 | -150.6882 | d6955ffc-c209-49c3-85c0-66a39c2775e7 | Railbelt
Pope-Vannoy Landing | 2419181 | 62125 | Lake and Peninsula Borough | 1419975 | 99164 | 164 |  | 59.5585 | -154.4911 | bda49e61-c6c3-4734-835f-7673739387cc | Bristol Bay | X
Port Alexander | 1424551 | 62510 | Petersburg Census Area | 2516404 | 99195 | 195 |  | 56.2497 | -134.6444 | 0df75627-2c5f-40bb-98c5-30b72c8c78af | Southeast | X
Port Alsworth | 1408208 | 62620 | Lake and Peninsula Borough | 1419975 | 99164 | 164 |  | 60.2025 | -154.3128 | eafa9307-aba9-408e-9205-49add3d28813 | Bristol Bay |  |  | L | L | L | Y | Y | Y | X | H |  | MET >12
Port Clarence | 1408213 | 63170 | Nome Census Area | 1419977 | 99180 | 180 |  | 65.2622 | -166.8458 | f9ffc8fd-bc38-4c58-94d9-cb675b633c39 | Bering Straits | X
Port Graham | 1413800 | 63280 | Kenai Peninsula Borough | 1419972 | 99122 | 122 | Chugach Alaska Corporation | 59.3514 | -151.8297 | f9a2a69f-701f-4c86-ac7c-14d9174a3421 | Railbelt
Port Heiden | 1419072 | 63390 | Lake and Peninsula Borough | 1419975 | 99164 | 164 | Bristol Bay Native Corporation | 56.9326 | -158.625 | 05f9feb8-d7fc-43f8-a388-f62d04058b78 | Bristol Bay |  |  | L | M | L | Y | Y | Y | X | H | RPSU CDR IN PROGRESS, WILL CONSIDER WIND | MET >12
Port Lions | 1408218 | 63610 | Kodiak Island Borough | 1419974 | 99150 | 150 | Koniag, Incorporated | 57.8675 | -152.8822 | 9d10822b-d342-4af2-9f27-668b0ff75b6b | Kodiak |  |  | M | H | M | Y | Y | Y | N | H | RENEWABLE ENERGY PENETRATION AT 99%. ADDITIONAL LOAD FOR WIND IS AN ISSUE.
Port Protection | 1866970 | 63870 | Prince of Wales-Hyder Census Area | 1419980 | 99198 | 198 |  | 56.3172 | -133.5981 | 512e8aee-4d06-493c-809f-f3659ec4d901 | Southeast
Port William | 1408228 | 63940 | Kodiak Island Borough | 1419974 | 99150 | 150 | Koniag, Incorporated | 58.4922 | -152.5828 | c9e6fffe-4522-4edb-b5bc-260e1ad950af | Kodiak | X
Portage Creek | 1865562 | 62285 | Dillingham Census Area | 1419968 | 99070 | 70 | Bristol Bay Native Corporation | 58.9061 | -157.7175 | a0dcb993-2084-4ee4-94cd-1964d4ca1fa8 | Bristol Bay | X
Primrose | 1424646 | 64240 | Kenai Peninsula Borough | 1419972 | 99122 | 122 |  | 60.3436 | -149.3442 | 4bcbf8dc-d38a-4971-8e56-d028e15acc44 | Railbelt
Prudhoe Bay | 1408327 | 64380 | North Slope Borough | 1419978 | 99185 | 185 |  | 70.2553 | -148.3372 | 33743d95-1024-4f9a-96f5-aedd348dd539 | North Slope
Quinhagak | 1408462 | 64600 | Bethel Census Area | 1419966 | 99050 | 50 | Calista Corporation | 59.7489 | -161.9158 | 22a95db7-915d-413d-9546-ebd322367e6e | Lower Yukon-Kuskokwim | [10 empty] | OPERATING | bar: L M to L M; H H
Rampart | 1408519 | 64820 | Yukon-Koyukuk Census Area | 1419987 | 99290 | 290 | Doyon, Limited | 65.505 | -150.17 | 6d93636e-c75b-4173-9d62-2500d83cea41 | Yukon-Koyukuk/Upper Tanana |  |  | L | L | L | Y | Y | Y | X | M
Red Devil | 1408580 | 64930 | Bethel Census Area | 1419966 | 99050 | 50 | Calista Corporation | 61.7611 | -157.3125 | ed2bf034-8a2a-4adb-abd1-5d9a622d87f6 | Lower Yukon-Kuskokwim |  |  | L | M | L | X | N | N | X | L
Red Dog Mine | 1865564 | 64980 | Northwest Arctic Borough | 1419979 | 99188 | 188 |  | 68.0756 | -162.8561 | 1d93156a-3d28-442a-ba60-ea6179311222 | Northwest Arctic
Ridgeway | 1866972 | 65345 | Kenai Peninsula Borough | 1419972 | 99122 | 122 |  | 60.5319 | -151.0853 | c4c1646c-ddb2-4dcc-86c0-b2352babf56e | Railbelt
Ruby | 1408878 | 65590 | Yukon-Koyukuk Census Area | 1419987 | 99290 | 290 | Doyon, Limited | 64.7394 | -155.4869 | 9f227993-e0c4-4306-99b4-aa06efcb0a4f | Yukon-Koyukuk/Upper Tanana |  |  | L | L | L | Y | Y | Y | X | M
Russian Mission | 1408925 | 65700 | Wade Hampton Census Area | 1419985 | 99270 | 270 | Calista Corporation | 61.785 | -161.3203 | cb0ec832-bac4-4c40-94c2-ca03f539c986 | Lower Yukon-Kuskokwim |  |  | L | L | H | Y | Y | Y | Y | M | OTHER MET TOWERS NEARBY
Saint George | 1419161 | 65800 | Aleutians West Census Area | 1419965 | 99016 | 16 | Aleut Corporation | 56.6 | -169.5417 | e9619849-0d3a-4cf7-9895-88eabd2bd697 | Aleutians | [10 empty] | RPSU COMPLETED. PROJECT SOON TO OPERATE | MET >12 | bar: L L to L H; M M
Saint Mary's | 1398261 | 66140 | Wade Hampton Census Area | 1419985 | 99270 | 270 | Calista Corporation | 62.0531 | -163.1658 | 1ad37cec-4f93-4135-ac2f-03faf342a1b7 | Lower Yukon-Kuskokwim | [10 empty] | THROUGH 65% DESIGN | bar: L L to M M
Saint Michael | 1408977 | 66360 | Nome Census Area | 1419977 | 99180 | 180 | Bering Straits Native Corporation | 63.4781 | -162.0392 | e565d757-3b9d-4dbf-90b4-fcdd2b696ab8 | Bering Straits
Saint Paul | 1419163 | 66470 | Aleutians West Census Area | 1419965 | 99016 | 16 | Aleut Corporation | 57.1222 | -170.275 | 1f2a29c3-65c7-4e5f-a83b-807f17a3ab25 | Aleutians | [10 empty] | OPERATING | bar: L L to L H; M M
Salamatof | 1413901 | 66510 | Kenai Peninsula Borough | 1419972 | 99122 | 122 | Cook Inlet Region, Incorporated | 60.6154 | -151.3194 | ec0ee835-1a16-47d6-b504-4f134837e5b1 | Railbelt
Salcha | 2419205 | 66550 | Fairbanks North Star Borough | 1419969 | 99090 | 90 |  | 64.524 | -146.9021 | 7083f96c-af76-4e9d-bd7d-749fbad7d80b | Railbelt
Sand Point | 1419182 | 67020 | Aleutians East Borough | 1419964 | 99013 | 13 | Aleut Corporation | 55.3397 | -160.4972 | 7a28bb85-2a63-417e-90ef-521d02ed6b92 | Aleutians | [10 empty] | OPERATING | bar: L L to L H; M M
Savoonga | 1409106 | 67460 | Nome Census Area | 1419977 | 99180 | 180 |  | 63.6942 | -170.4789 | 923b8c80-42ae-4db8-8b32-88bc399ab416 | Bering Straits
Saxman | 1414511 | 67570 | Ketchikan Gateway Borough | 1419973 | 99130 | 130 | Sealaska Corporation | 55.3183 | -131.5958 | 8b6e1134-d36c-4559-8c38-1b117d97d48b | Southeast
Scammon Bay | 1409133 | 67680 | Wade Hampton Census Area | 1419985 | 99270 | 270 | The Thirteenth Regional Corp | 61.8428 | -165.5817 | aeb89185-de2a-40f7-ad74-2e0ef5b0628b | Lower Yukon-Kuskokwim |  |  | M | H | M | N | Y | Y | Y | M | NO EXISTING ROAD TO WIND SITE
Selawik | 1413930 | 68230 | Northwest Arctic Borough | 1419979 | 99188 | 188 | NANA Regional Corporation, Incorporated | 66.6039 | -160.0069 | 93eafa16-4a9d-4d9a-8ece-50cd4ff2b364 | Northwest Arctic
Seldovia | 1413937 | 68340 | Kenai Peninsula Borough | 1419972 | 99122 | 122 | Cook Inlet Region, Incorporated | 59.4381 | -151.7114 | 59e7dbcf-a1db-4ce3-996b-85175e7e5595 | Railbelt
Seldovia Village | 1865565 | 68370 | Kenai Peninsula Borough | 1419972 | 99122 | 122 |  | 59.4781 | -151.6519 | 6b89345a-3538-4162-8ad2-0d74ec8bc86d | Railbelt
Seward | 1414598 | 68560 | Kenai Peninsula Borough | 1419972 | 99122 | 122 | Chugach Alaska Corporation | 60.1042 | -149.4422 | 326d957a-dc0c-4e28-9406-fc2c89a68cef | Railbelt
Shageluk | 1409306 | 68670 | Yukon-Koyukuk Census Area | 1419987 | 99290 | 290 | Doyon, Limited | 62.6822 | -159.5619 | 6c699e75-8cd0-41ab-b2f9-66537dcc26f7 | Yukon-Koyukuk/Upper Tanana |  |  | L | L | L | Y | Y | Y | X | M
Shaktoolik | 1669434 | 68890 | Nome Census Area | 1419977 | 99180 | 180 | Bering Straits Native Corporation | 64.3339 | -161.1539 | 714db5e4-899f-423c-a78d-e2396ee6bfe8 | Bering Straits
Shemya Station | 2369534 |  | Aleutians West Census Area | 1419965 | 99016 | 16 |  | 52.7246 | 174.1121 | 6a06e465-a4aa-451d-a327-8a7d14c2ebe0 | Aleutians | X
Shishmaref | 1409434 | 69770 | Nome Census Area | 1419977 | 99180 | 180 | Bering Straits Native Corporation | 66.2567 | -166.0719 | c075af9a-a51e-47bb-9dfb-60fd2513da0a | Bering Straits
Shungnak | 1413983 | 70100 | Northwest Arctic Borough | 1419979 | 99188 | 188 | NANA Regional Corporation, Incorporated | 66.8881 | -157.1364 | c7c0d5ad-dab5-40d3-bfd2-abd8a8969c17 | Northwest Arctic
Silver Springs | 2419219 | 70320 | Valdez-Cordova Census Area | 1419984 | 99261 | 261 |  | 62.0192 | -145.3554 | a4f32b34-e7d4-46ab-9892-0d1808020935 | Copper River |  |  | L | L | H | Y | Y | Y | Y | M
Sitka | 1414736 | 70540 | Sitka City and Borough | 1419981 | 99220 | 220 | Sealaska Corporation | 57.0531 | -135.33 | 61300339-a614-43fb-a30f-41604e5e0c1c | Southeast
Skagway | 1414754 | 70760 | Skagway Municipality | 2339479 | 99230 | 230 |  | 59.4583 | -135.3139 | 2fa901e2-54a9-4807-9027-73982c3ba746 | Southeast
Skwentna | 1866975 | 70870 | Matanuska-Susitna Borough | 1419976 | 99170 | 170 |  | 61.9903 | -151.3978 | d87a744a-d1c8-47bb-b966-6bedfac9ea1b | Railbelt | X
Slana | 1409698 | 70930 | Valdez-Cordova Census Area | 1419984 | 99261 | 261 |  | 62.7069 | -143.9611 | df27d3fe-4ede-4869-935b-939ffe8610dc | Copper River |  |  | L | L | L | Y | Y | Y | X | M
Sleetmute | 1409747 | 71090 | Bethel Census Area | 1419966 | 99050 | 50 | Calista Corporation | 61.7025 | -157.1697 | 5c9f92a9-ee75-48c0-b533-22fbedfa4289 | Lower Yukon-Kuskokwim |  |  | L | H | L | X | N | N | X | L
Soldotna | 1414025 | 71640 | Kenai Peninsula Borough | 1419972 | 99122 | 122 |  | 60.4878 | -151.0583 | 1d198cdc-d747-4b4e-8785-ad041e1be428 | Railbelt | [12 empty] | LEVEL OF SURENESS AFFECTS SCORE
Solomon | 1409869 | 71750 | Nome Census Area | 1419977 | 99180 | 180 | Bering Straits Native Corporation | 64.5608 | -164.4392 | d9738a9c-93ca-4540-96df-16cc017e64f8 | Bering Straits | X
South Naknek | 1409961 | 72190 | Bristol Bay Borough | 1419967 | 99060 | 60 | Bristol Bay Native Corporation | 58.7156 | -156.9981 | 30ff920d-849e-4326-9fb2-4bffd8704967 | Bristol Bay |  |  | M | M | H | Y | Y | Y | Y | H | TIE TO NAKNEK, KING SALMON AND S NAKNEK | MET >12
South Van Horn | 2582717 | 72230 | Fairbanks North Star Borough | 1419969 | 99090 | 90 |  | 64.8091 | -147.7854 | 2ebe7a5d-161d-4fe2-b633-5752426771a0 | Railbelt
Stebbins | 1410158 | 72960 | Nome Census Area | 1419977 | 99180 | 180 | Bering Straits Native Corporation | 63.5222 | -162.2881 | 9f750437-a2da-4911-999a-c3337536f796 | Bering Straits
Steele Creek | 2582718 | 72985 | Fairbanks North Star Borough | 1419969 | 99090 | 90 |  | 64.9295 | -147.3953 | 52c8c20a-dc8c-456e-9229-a74a03d1d515 | Railbelt | bar: L L; M L
Sterling | 1414063 | 73070 | Kenai Peninsula Borough | 1419972 | 99122 | 122 |  | 60.5372 | -150.7647 | e5ae75a8-08c6-474f-8810-e693af0b1fb7 | Railbelt | bar: L L; M L
Stevens Village | 1410198 | 73290 | Yukon-Koyukuk Census Area | 1419987 | 99290 | 290 | Doyon, Limited | 66.0064 | -149.0908 | ec8466c6-0e5a-4fcc-8a9c-f7fef6b557fc | Yukon-Koyukuk/Upper Tanana |  |  | L | L | L | Y | Y | Y | X | M
Stony River | 1410241 | 73400 | Bethel Census Area | 1419966 | 99050 | 50 | Calista Corporation | 61.7831 | -156.5881 | 3a81f0c7-b00c-4be3-8eaa-3eef29610985 | Lower Yukon-Kuskokwim |  |  | L | L | L |  |  |  | X | M
Sunrise | 1415091 | 73950 | Kenai Peninsula Borough | 1419972 | 99122 | 122 |  | 60.8897 | -149.4211 | 76699241-2c83-4f50-942e-e778dae175d0 | Railbelt
Susitna | 1410439 | 74340 | Matanuska-Susitna Borough | 1419976 | 99170 | 170 |  | 61.5436 | -150.5125 | 851e23c5-bb9d-40a2-b390-aa640d621ae2 | Railbelt | X
Susitna North | 2419291 | 74350 | Matanuska-Susitna Borough | 1419976 | 99170 | 170 |  | 62.1523 | -149.7344 | 379c52c0-cf19-4169-98ee-22beebf1479a | Railbelt
Sutton-Alpine | 2419240 | 74525 | Matanuska-Susitna Borough | 1419976 | 99170 | 170 |  | 61.7963 | -148.8505 | 4555500c-51b9-4809-b50e-30a96a563e1a | Railbelt
Takotna | 1410562 | 74610 | Yukon-Koyukuk Census Area | 1419987 | 99290 | 290 | Doyon, Limited | 62.9886 | -156.0642 | 917679b9-be2d-4b05-94af-22856a03a9b3 | Yukon-Koyukuk/Upper Tanana |  |  | L | M | L | Y | Y | Y | X | L
Talkeetna | 1410591 | 74830 | Matanuska-Susitna Borough | 1419976 | 99170 | 170 |  | 62.3239 | -150.1094 | 951c6828-cc06-4d75-be2c-b37b18f2a092 | Railbelt
Tanacross | 1410618 | 75050 | Southeast Fairbanks Census Area | 1419983 | 99240 | 240 | Doyon, Limited | 63.3853 | -143.3464 | 6dcacd72-3f24-4063-8b8b-f10d4969d8b2 | Yukon-Koyukuk/Upper Tanana |  |  | L | L | H | Y | Y | Y |  | M
Tanaina | 1865567 | 75077 | Matanuska-Susitna Borough | 1419976 | 99170 | 170 |  | 61.6269 | -149.4281 | c5adfe1d-0244-452d-b4cf-e9b1ca7bd573 | Railbelt
Tanana | 1410629 | 75160 | Yukon-Koyukuk Census Area | 1419987 | 99290 | 290 | Doyon, Limited | 65.1719 | -152.0789 | a6949f52-35a8-476e-ab6e-935d67c97b6b | Yukon-Koyukuk/Upper Tanana |  |  | M | M | H | Y | Y | Y |  | L
Tatitlek | 1415193 | 75380 | Valdez-Cordova Census Area | 1419984 | 99261 | 261 | Chugach Alaska Corporation | 60.8647 | -146.6786 | a2a99384-09b7-436f-a5ef-ee1d9ff948e1 | Chugach |  |  | L | L | L | Y | Y | Y | X | H |  | MET>12
Tazlina | 1410694 | 75480 | Valdez-Cordova Census Area | 1419984 | 99261 | 261 | Ahtna, Incorporated | 62.0589 | -145.4284 | b3f326df-0113-4610-b54a-81a371a4a8e3 | Copper River |  |  | L | L | H | Y | Y | Y | Y | L
Telida | 1410727 | 75800 | Yukon-Koyukuk Census Area | 1419987 | 99290 | 290 | Doyon, Limited | 63.3839 | -153.2822 | 7f7b49f7-d068-46af-9440-67575df853ad | Yukon-Koyukuk/Upper Tanana |  |  | L | L | L | Y | Y | Y | X | M
Teller | 1410730 | 75930 | Nome Census Area | 1419977 | 99180 | 180 | Bering Straits Native Corporation | 65.2636 | -166.3608 | ee50efb0-bbf1-428a-bf43-e6b2d79361b7 | Bering Straits | bar: L; M
Tenakee Springs | 1415210 | 76260 | Hoonah-Angoon Census Area | 2371430 | 33390 | 105 |  | 57.7808 | -135.2189 | ecaf2206-4d4a-46d7-bdfa-1760ebbf3564 | Southeast | bar: L; M
Tetlin | 1410765 | 76590 | Southeast Fairbanks Census Area | 1419983 | 99240 | 240 |  | 63.1351 | -142.5239 | 59ba8184-9c32-4637-91cb-5069c313f8d2 | Yukon-Koyukuk/Upper Tanana |  |  | M | M | H | Y | Y | Y |  | L | MET TOWER INSTALLED OCT 2014 ON TETLIN RD
Thom's Place | 1865568 | 76970 | Wrangell City and Borough | 2516402 | 99275 | 275 |  | 56.2019 | -132.185 | 417dd921-83ed-4b30-be50-8de5b0b8e31f | Southeast | X | bar: L; M
Thorne Bay | 1669435 | 77140 | Prince of Wales-Hyder Census Area | 1419980 | 99198 | 198 |  | 55.6878 | -132.5222 | 4e6cc7c9-137e-4b57-b549-c367df971985 | Southeast | bar: L; M
Togiak | 1411039 | 77690 | Dillingham Census Area | 1419968 | 99070 | 70 | Bristol Bay Native Corporation | 59.0619 | -160.3764 | f8243f99-b938-4f9f-9db4-faa11f8ac1f6 | Bristol Bay |  |  | M | M | M | Y | Y | N | Y | H | POSS TIE TO TWIN HILLS, TOGIAK | MET >12
Tok | 1411046 | 77800 | Southeast Fairbanks Census Area | 1419983 | 99240 | 240 |  | 63.3367 | -142.9856 | ab6ef320-baf8-4200-bd06-2515b83119cc | Yukon-Koyukuk/Upper Tanana |  |  | M | M | H | Y | Y | Y |  | M | 7-MILE RIDGE MET TOWER
Toksook Bay | 1411060 | 78240 | Bethel Census Area | 1419966 | 99050 | 50 | Calista Corporation | 60.5338 | -165.1037 | e6bd07fb-a6a9-428f-a4a7-2ea03ccb1c04 | Lower Yukon-Kuskokwim | [10 empty] | OPERATING | bar: M to M; H
Tolsona | 1865569 | 78297 | Valdez-Cordova Census Area | 1419984 | 99261 | 261 |  | 62.0839 | -146.0703 | c825b514-f3ce-4aa5-b5f4-998c17902236 | Copper River |  |  | M | M | H | Y | Y | Y | Y | H | MET TOWER ON TOLSONA RIDGE INDICATES CF=22, BUT WIND CLASS 2
Tonsina | 1411105 | 78350 | Valdez-Cordova Census Area | 1419984 | 99261 | 261 |  | 61.6558 | -145.1753 | 926492a3-584e-4931-a00d-ffa68ebd7013 | Copper River |  |  | L | L | H | Y | Y | Y | Y | L | POSSIBLE WIND RESOURCE SOUTH OF WILLOW MT
Trapper Creek | 1417100 | 78680 | Matanuska-Susitna Borough | 1419976 | 99170 | 170 |  | 62.3167 | -150.2314 | 13a12931-a127-4dd4-a9e9-f83e2520f4de | Railbelt | bar: M; H
Tuluksak | 1411295 | 78790 | Bethel Census Area | 1419966 | 99050 | 50 | Calista Corporation | 61.1025 | -160.9617 | 8740efb7-559f-49ea-ab3b-519debc195a3 | Lower Yukon-Kuskokwim |  |  | L | M | L | N | Y | N |  | M
Tuntutuliak | 1411324 | 79120 | Bethel Census Area | 1419966 | 99050 | 50 | Calista Corporation | 60.3431 | -162.6631 | ac960487-de00-46db-9577-ad854a643375 | Lower Yukon-Kuskokwim | [10 empty] | OPERATING | bar: M to M; H
Tununak | 1410644 | 79230 | Bethel Census Area | 1419966 | 99050 | 50 | Calista Corporation | 60.5856 | -165.2558 | b3b97917-176e-4ace-9b18-8d5760bfd5bb | Lower Yukon-Kuskokwim | [10 empty] | OPERATING | bar: M to M; H
Twin Hills | 1416737 | 79780 | Dillingham Census Area | 1419968 | 99070 | 70 | Bristol Bay Native Corporation | 59.0792 | -160.275 | 41aeb3a3-628f-41c0-bdc3-f9a2fb9d8f19 | Bristol Bay |  |  | L | L | L | Y | Y | Y | X | M | POSS TIE TO TWIN HILLS, TOGIAK
Two Rivers | 1397685 | 79830 | Fairbanks North Star Borough | 1419969 | 99090 | 90 |  | 64.8722 | -147.0383 | a6b6d5cd-06bd-4e6e-9bd1-e502600f6c9f | Railbelt | bar: L; M
Tyonek | 1414206 | 79890 | Kenai Peninsula Borough | 1419972 | 99122 | 122 | Koniag, Incorporated | 61.0681 | -151.1369 | 1e0c07a4-3963-4c6a-9789-df49bb6add59 | Railbelt
Uganik | 1897130 |  | Kodiak Island Borough | 1419974 | 99150 | 150 |  | 57.7667 | -153.4 | 6539c67a-6e54-4956-bb26-dec1ea249cf0 | Kodiak | X
Ugashik | 1411486 | 80100 | Lake and Peninsula Borough | 1419975 | 99164 | 164 | Bristol Bay Native Corporation | 57.5131 | -157.3975 | aeb6575a-eb41-4d1e-8ad3-43fcfa3c55bb | Bristol Bay | X
Umkumiute | 1411511 | 80330 | Bethel Census Area | 1419966 | 99050 | 50 | Calista Corporation | 60.4997 | -165.1989 | 129b1918-7c91-47da-a1f7-202cea468f9a | Yukon-Koyukuk/Upper Tanana | X
Unalakleet | 1411517 | 80660 | Nome Census Area | 1419977 | 99180 | 180 | Bering Straits Native Corporation | 63.8731 | -160.7881 | 57a6ea26-a741-4233-8ca5-48e47a21869f | Bering Straits
Unalaska | 1419424 | 80770 | Aleutians West Census Area | 1419965 | 99016 | 16 | Aleut Corporation | 53.8736 | -166.5367 | bc972abc-3475-4cab-bf2f-df84f7741efe | Aleutians |  |  | H | H | H | Y | Y | Y | Y | L | 1999 STUDY INDICATED TURBULENCE, NO MET TOWER
Unga | 1419430 | 80880 | Aleutians East Borough | 1419964 | 99013 | 13 | Aleut Corporation | 55.1841 | -160.505 | 772a31f5-cee3-4fe1-9cc6-cd13a308650c | Aleutians | X
Uyak | 1411608 | 81980 | Kodiak Island Borough | 1419974 | 99150 | 150 |  | 57.6378 | -153.9994 | 452734ec-43fc-4e77-b6ed-a82fe9e77545 | Kodiak | X
Valdez | 1412465 | 82200 | Valdez-Cordova Census Area | 1419984 | 99261 | 261 | Chugach Alaska Corporation | 61.1308 | -146.3483 | 45aecac6-0726-4d62-a20e-b5fa1ec6dbe8 | Chugach |  |  | M | M | H | Y | Y | Y | Y | H | MET ON THOMSON PASS INDICATED TURBULENCE | MET>12
Venetie | 1411644 | 82420 | Yukon-Koyukuk Census Area | 1419987 | 99290 | 290 |  | 67.0139 | -146.4186 | 916b06db-23c9-4c32-9ea2-2ab0b342199b | Yukon-Koyukuk/Upper Tanana |  |  | L | L | L | Y | Y | Y | X | M
Wainwright | 1411728 | 82750 | North Slope Borough | 1419978 | 99185 | 185 | Arctic Slope Regional Corporation | 70.6369 | -160.0383 | 7abfd6d5-43bf-4bf2-b1bd-486dd9801b97 | North Slope
Wales | 1404755 | 82860 | Nome Census Area | 1419977 | 99180 | 180 | Bering Straits Native Corporation | 65.6092 | -168.0875 | 8013f28c-6207-4254-8100-f279957cff10 | Bering Straits
Ward Cove | 1415612 | 82970 | Ketchikan Gateway Borough | 1419973 | 99130 | 130 |  | 55.4119 | -131.7228 |  | Southeast | X
Wasilla | 1411788 | 83080 | Matanuska-Susitna Borough | 1419976 | 99170 | 170 |  | 61.5814 | -149.4394 | 1120cf75-5bf9-47bb-a468-2589b2b89ffe | Railbelt
Whale Pass | 1744590 | 84000 | Prince of Wales-Hyder Census Area | 1419980 | 99198 | 198 |  | 56.1153 | -133.1208 | af275217-6ab8-4442-a7a8-047c865e2b6f | Southeast
White Mountain | 1411989 | 84070 | Nome Census Area | 1419977 | 99180 | 180 | Bering Straits Native Corporation | 64.6814 | -163.4056 | 03fd2a7b-c694-478a-be3d-31ac75dd444f | Bering Straits
Whitestone | 2582719 | 84120 | Southeast Fairbanks Census Area | 1419983 | 99240 | 240 |  | 64.1528 | -145.9064 | 60fbbb16-0d49-43f0-9373-a4eeb38198f0 | Railbelt | bar: L; M
Whitestone Logging Camp | 1866976 | 84200 | Hoonah-Angoon Census Area | 2371430 | 33390 | 105 |  | 58.0711 | -135.4297 | c25b7d26-2ea4-467c-8b8d-18d3db101be4 | Southeast | X | bar: L; M
Whittier | 1415757 | 84510 | Valdez-Cordova Census Area | 1419984 | 99261 | 261 | Chugach Alaska Corporation | 60.7731 | -148.6839 | 52b88c78-4ad3-40dc-9084-2fba9736f94d | Chugach |  |  | M | M | M | N | Y | Y | Y | L
Willow | 1417146 | 85280 | Matanuska-Susitna Borough | 1419976 | 99170 | 170 |  | 61.7472 | -150.0375 | 53377138-3298-47f6-bf68-8bb04d22b61f | Railbelt
Willow Creek | 1412074 | 85290 | Valdez-Cordova Census Area | 1419984 | 99261 | 261 |  | 61.8197 | -145.2122 | 09f7d41b-9b1b-4a4c-a0fd-cc3d118168d4 | Copper River | X
Wiseman | 1414284 | 85610 | Yukon-Koyukuk Census Area | 1419987 | 99290 | 290 |  | 67.41 | -150.1075 | 7aeac875-b74b-4ef1-acb5-5887b0c1d433 | Yukon-Koyukuk/Upper Tanana | X
Womens Bay | 1866977 | 85680 | Kodiak Island Borough | 1419974 | 99150 | 150 |  | 57.6822 | -152.6686 | 69182079-affd-4ebf-ae26-a7dc3c9df5a1 | Kodiak | X
Woody Island | 2575186 | -188 | Kodiak Island Borough | 1419974 | 99150 | 150 | Koniag, Incorporated | 57.7817 | -152.3491 | 14da4f76-0def-49f6-8be5-ac9046fc286a | Kodiak | X
Wrangell | 1415843 | 86380 | Wrangell City and Borough | 2516402 | 99275 | 275 |  | 56.4708 | -132.3767 | 7dc49d03-4394-46d6-a4f2-850b79e3f2b8 | Southeast
Yakutat | 1415858 | 86490 | Yakutat City and Borough | 1419986 | 99282 | 282 | Sealaska Corporation | 59.5469 | -139.7272 | 10c921c7-f6e4-45de-aedd-95e84fce89aa | Southeast

## Cross ref wind potential
CommID | Community Name | Affiliation | Pop. | Calc Avg Load | EstPeakLoad | AvgSales | HFRequirements | Wind Class Jan 2009 EP 50m | Wind speed M/S 2009 EP 50m | Wind Class Jan 2010 EP 50m | Wind speed M/S 2010 EP 50m | Non-validated Fall 2009 map used | Wind class calc with no met data and no high-res wind map | Proj. Installed wind cap. kW 2009 Energy Plan | Comments | Met tower avg wind speed 30m | Met tower wind class 30m | FAA avg wind speed m/s | FAA tower height (m) | Only 1 year of FAA or NWS data | AEA Wind map best class in region | Distance (miles) to best wind class | Other physical/topo barriers
1 | Adak |  | 136 |  |  |  |  | 7 | 5.98 | 7 | 8.43 |  | X | 300 | wind speed does not match wind class |  |  | 6.7 | 8
2 | Akhiok |  | 33 | 22 | [5 empty] | 5 |  | X |  |  | Not listed on Jan 2009 Statewide Energy Plan |  |  | 4.71 | 10 | X | 6 | 0.75 | Last year of FAA/NWS data only. Class 2 at the airport althought the model indicates Class 4 at the airstrip and class3/4 at the seaplane base. Class 6 on hill 545 3/4 mile west of town.
3 | Akiachak |  | 628 |  | 329.5666 | 1443501.6 | 21345.4692 | 5 | 7.5 | 5 | 7.5 |  |  | 400 | [6 empty] | 2 | 0 | Met tower study indicated only class 2.
4 | Akiak |  | 350 |  | 192.7927 | 844432.2 | 11292.4418 | 4 | 7 | 4 | 7 |  |  | 300 | [6 empty] | 2 | 2.5 | Met tower studies from Akiachak and Kwethluk indicate low wind resource this far up the river.
5 | Akutan |  | 859 |  | 116.5083 | 510306.4 | 6721.4068 | 7 | 8.5 | 7 |  |  | X | 600 | How does a community of 859 have a peak load of only 116kW? And why is wind calculated on 600kW size? | [7 empty] | Class 7 at Cape Sarichef airport to the east.
6 | Alakanuk |  | 681 |  | 389.3523 | 1705363.2 | 14740.6206 | 5 | 7.5 | 4 | 7 |  |  | 400 | [6 empty] | 4 | 1
7 | Alatna | Tanana Chiefs | 30 |  | 24.6676 | 108044.2875 | 1020.4643 |  |  | 1 |  |  |  |  | Not listed on Jan 2009 Statewide Energy Plan | [5 empty] | 1 | 0 | See Allakaket
8 | Alcan Border |  | 17 | [6 empty] | 1 |  |  |  |  | Not listed on Jan 2009 Statewide Energy Plan | [5 empty] | 1 | 0 | Only class 1 resources in the region.
9 | Aleknagik |  | 237 |  | 3962.0671 | 17353853.8 | 153568.2615 | 7 | 8.5 | 7 | 8.5 |  |  | 100 | Peak load number is based on Dillingham. | [5 empty] | 4 | 2 | Closest class 4 resource is hill 250 to the NE according to wind resource models. Suspect terrain shadowing from Marsh Mtn. If mining roads still exist up Marsh Mtn, recommend met tower sites on Marsh Mtn ridge (up to class 7).
10 | Allakaket | Tanana Chiefs | 95 |  | 78.1142 | 342140.2438 | 3231.4704 | 3 | 6.4 | 1 |  |  |  | 200 | est peak load should be 131.56 | [5 empty] | 1 | 0 | Wind resource map indicates only class 1 in the region.
11 | Ambler |  | 278 |  | 292.1093 | 1279438.8 | 12809.7873 | 4 | 3.4 | 1 |  |  |  | 500 | wind speed does not match wind class |  |  | 3.01 | 7 |  | 1 | 0
12 | Anaktuvuk Pass |  | 277 |  |  |  |  | 7 | 4.19 | 1 |  |  |  | 500 | Peak load on Jan 2009 energy plan is 738. wind speed does not macth wind class. |  |  | 3.9 | 9 |  | 6 | 3 | Class 3-7 wind regimes may be inaccessible on high mtn ridges. WH Pacific asked to change this to a class 3 to allow the wind calculations to occur, but then make a note that the higher wind class regions may be inaccessible.
13 | Andreafsky |  | 132 | [6 empty] | 7 | 8.5 |  |  |  | Not listed on Jan 2009 Statewide Energy Plan | [5 empty] | 6 | 0.5 | Class 4 throughout the region with class 6 on ridge to the north. Also Class 7 along road over Andreafsky Mtn. Old weather station indicated class 4 at the airport.
14 | Angoon |  | 478 |  | 388 |  |  | 4 | 7 | 2 | 5.16 |  |  | 400 | Peak load listed as 388. |  |  | 4.1 |  | X | 2 | 0 | Last year of FAA/NWS data with class 1 data.
15 | Aniak |  | 506 |  | 497.048 | 2177070.2 | 23962.0106 | 7 | 3 | 3 | 2.9 |  |  | 100 | wind speed does not match wind class |  |  | 2.3 | 9 |  | 3 | 3.5 | Most of area is class 2. Closest class 3 is across the river on Owhut Ridge to the NE.
16 | Anvik | Tanana Chiefs | 102 |  | 100.8322 | 441645.2 | 3700.884 | 6 | 2.84 | 3 | 3.146 |  |  | 199 | wind speed does not match wind class |  |  | 2.5 | 7 |  | 3 | 0 | North side of the airstrip.
17 | Arctic Village | Tanana Chiefs | 155 |  |  |  |  | 2 | 2.77 | 1 |  | X |  | 100 | Off the current wind map. |  |  | 2.1 | 10 |  | 1 | 0
18 | Atka |  | 74 |  | 75.0073 | 328532.1356 | 6590.4689 | 7 | 8.5 | 7 | 7.87 |  | X | 200 | Off the current wind map. |  |  | 6.26 | 10 | X |  |  | Last year of FAA/NWS data only. Class 2 at the airport. Class 7 on WRM.
19 | Atmautluak |  | 305 |  | 122.7533 | 537659.4 | 9226.7512 | 6 | 8.1 | 6 | 7.7 |  |  | 300 |  | 7.16 | 5 |  |  |  | 6 | 0.5 | Lots of water in area.
20 | Atqasuk |  | 223 |  |  |  |  | 4 | 7 | 4 | 6.91 |  |  | 600 | Peak load listed as 344. Off the current wind map. |  |  | 5.4925 | 10 | X |  |  | Last year of FAA/NWS data only. Class 4 at the airport.
21 | Barrow |  | 4054 |  |  |  |  | 3 | 5.82 | 4 | 7.3 |  |  | 5000 | Off the current wind map. |  |  | 5.8 | 8 |  |  |  | Class 4 at Barrow airport and at Deadhorse airport. Off the current wind map.
22 | Beaver | Tanana Chiefs | 65 |  | 68.4781 | 299934 | 2830.0877 | none | none | 1 |  | X |  | none | Peak load listed as 54. Off the current wind map. | [5 empty] | 1 | 0
23 | Bethel |  | 5653 | 4497.4542 | 8994.9085 | 39397699.1156 | 216043.5135 | 5 | 6.7 | 5 | 7.21 |  |  | 9600 | Peak load listed as 9122 | 6.7 | 4 | 5.5 | 10 |  | 5 | 2 | Class 5 across two sloughs to the east. Might be a small site closer to town. Several hills along Bethel-Napakiak intertie worth investigating. Met tower study at radio towers west of town.
24 | Bettles |  | 28 |  | 77.7074 | 340358.3489 | 1253.6995 | 7 | 8.5 | 3 |  |  |  | 200 | Peak load listed as 130. |  |  | 2.5 | 10 |  | 4 | 5 | Class 1 at airport. Class 3 and 4 are 5 miles away and may not be accessible.
25 | Birch Creek | Tanana Chiefs | 26 |  |  |  |  | none | none | 1 | 1.157 | X |  | none | Off the current wind map. |  |  | 0.9197 | 10 | X | 1 | 0 | Last year of FAA/NWS data only. Low class 1 at the airport.
26 | Brevig Mission |  | 328 |  | 197.8621 | 866636.2 | 13159.9756 | 7 | 8.5 | 7 | 9.94 |  |  | 300 |  |  |  | 7.9 | 8 |  |  |  | Class 7 at Port Clarence.
27 | Buckland |  | 457 |  | 266.2424 | 1166141.5862 | 11824.4191 | 4 | 7 | 4 |  |  |  | 500 |  |  |  | 3.467 | 10 | X | 1 | 0 | Last year of FAA/NWS Data. Class 1 at airport. Draft met tower report never completed from 2006. Met tower site 7 miles to the west by road shows class 4.
28 | Central |  | 95 |  | 98.6364 | 432027.6 | 9070.7941 | 4 | 7 | 1 |  | X |  | 200 | Off the current wind map. | [5 empty] | 1 | 0
29 | Chalkyitsik | Tanana Chiefs | 72 |  |  |  |  | none | none | 1 |  | X |  | none | Off the current wind map. | [5 empty] | 1 | 0
30 | Chefornak |  | 450 |  | 155.8094 | 682445.2 | 11567.8672 | 6 | 8.1 | 5 |  |  |  | 300 | [6 empty] | 5 | 0 | Class 6 interpolated from other regional met tower studies.
31 | Chenega Bay |  | 79 |  | 55.7504 | 244186.9655 | 4641.8415 | 6 | 8.1 | 3 |  |  |  | 200 | [6 empty] | 1 | 0 | Class 3-5 is difficult to access.
32 | Chevak |  | 942 |  | 505.7726 | 2215284.2 | 18094.7739 | 6 | 8.1 | 6 | 8.21 |  |  | 500 |  | 7.64 | 6 |  |  |  | 5 | 0
Added | Chicken |  | 19 |  |  |  |  | 3 | 6.4 |  |  |  |  | 100 |  |  |  | 0.98 | 10 | X | 1 | 0 | Possible class 2 4 miles away. Last year of FAA/NWS data.
33 | Chignik |  | 81 |  | 124.1552 | 543799.6552 | 6117.3364 | 5 | 4.84 | 6 | 8.028 |  |  | 100 | wind speed does not match wind class | 6.66 | 5 | 4.3 | 9 |  |  |  | Class 2 at airport. Met tower study claims class 6 at Mud Bay Hill, but the power density results indicate class 5. This site has damaging turbulence. Recommend met tower studies at other locations in the immediate region.
34 | Chignik Lagoon |  | 68 |  | 114.9521 | 503490.2 | 5994.9896 | none | none | 6 | 8.028 |  |  | none | Off the current wind map. | [7 empty] | Met tower study shows class 6 at Mud Bay Hill, but with damaging turbulence. Recommend met tower studies at other locations in the immediate region.
35 | Chignik Lake |  | 128 |  | 35.2032 | 154189.8 |  | 5 | 7.5 | 6 | 8.028 |  |  | 100 | Peak load listed as 58.672 | [7 empty] | Met tower study shows class 6 at Mud Bay Hill, but with damaging turbulence. Recommend met tower studies at other locations in the immediate region.
36 | Chiniak |  | 42 | [6 empty] | 5 |  | X |  |  | Not listed on Jan 2009 Statewide Energy Plan | [5 empty] | 5 | 1.5 | Class 4 at Chiniak Lagoon and class 5 at Cape Chiniak.
37 | Chistochina |  | 93 |  | 69.6298 | 304978.4 | 8316.6327 | 5 | 7.5 | 1 | 0.306 |  |  | 200 |  |  |  | 0.2546 | 10 | X | 1 | 0 | Only class 1 winds in the region of the wind resource map. Last year of FAA/NWS data.
38 | Chitina |  | 105 |  | 91.4539 | 400568.2 | 10057.3233 | 6 | 8.1 | 1 |  |  |  | 200 | [6 empty] | 1 | 0 | Only class 1 winds in the region of the wind resource map.
39 | Chuathbaluk |  | 90 |  | 50.7935 | 222475.4 | 5921.6463 | 7 | 8.5 | 2 |  |  |  | 200 | [6 empty] | 1 | 0 | Higher wind classes in region are difficult to access, but ridge 1 mile north of town might be worth assessing in areas of minimal vegetation.
40 | Circle | Tanana Chiefs | 102 |  | 72.0985 | 315791.6 | 2176.9906 | none | none | 1 |  | X |  | none | Just off the current 50m wind map | [5 empty] | 1 | 0 | Just off the current 50m wind map
41 | Clark's Point |  | 66 | [6 empty] | 5 | 8.36 |  |  |  | Not listed on Jan 2009 Statewide Energy Plan | 6.94 | 4 |  |  |  | 4 | 0 | Met tower study 1/2 mile south of town. Possible class 5 in the area.
42 | Coffman Cove |  | 147 |  |  |  |  | 5 | 7.5 | 5 |  |  |  | 200 | [6 empty] | 5 | 7 | Class 5 winds on point 2548 west of Luck Lake with road access most of the way. Also, class 3 winds at the far north point of Coffman Island.
43 | Cold Bay |  | 72 |  | 607.6527 | 2661518.8 | 6539.7472 | 7 | 6.96 | 7 | 9.187 |  |  | 200 |  |  |  | 7.3 | 10 |  |  |  | Class 7 at the airport.
44 | Copper Center |  | 337 |  |  |  |  | 3 | 6.4 | 1 |  |  |  | 400 | [6 empty] | 1 | 9 | Only class 1 winds in the region of the wind resource map.
45 | Copperville |  | 158 | [6 empty] | 1 |  |  |  |  | Not listed on Jan 2009 Statewide Energy Plan | [7 empty] | See Copper Center
46 | Cordova |  | 2194 |  | 5001.1538 | 21905053.5712 | 157527.419 | 7 | 3.31 | 5 |  |  |  | 5200 | Peak load listed as 5260. Wind speed does not match class. |  | 4 | 2.1 | 8 |  | 5 | 3 | Met tower study at Camp Hill indicates class 4 to 5.
47 | Covenant Life |  | 348 | [6 empty] | 1 |  |  |  |  | Not listed on Jan 2009 Statewide Energy Plan | [5 empty] | 1 | 0 | See Klukwan map.
48 | Craig |  | 1054 |  |  |  |  | 7 | 8.5 | 7 | 8.5 |  |  | 1300 | Peak load listed as 2272 | [5 empty] | 7 | 3 | Class 7 on Sunny Hay Mtn with partial access through Crab Creek road system. Class 4 winds around 700 feet on the western end of the hill north of Crab Creek. If feasible, Sunny Hay resources might justify a joint venture with Klawock.
49 | Crooked Creek |  | 129 |  | 53.2241 | 273925 | 5095.3701 | 7 | 8.5 | 5 |  |  |  | 200 | [6 empty] | 5 | 0 | The model shows some class 4 and 5, but this is more than 1,100 feet up a steep hill to the northeast.
50 | Deering |  | 133 |  | 154.0548 | 674760 | 5912.2095 | 6 | 4.93 | 6 | 6.04 |  |  | 600 | wind speed does not match wind class |  |  | 4.8 | 10 |  | 6 | 2.5 | Class 3 at airport.
51 | Dillingham |  | 2405 |  | 3962.0671 | 17353853.8 | 153568.2615 | 5 | 5.99 | 3 | 7.221 |  |  | 4400 | wind speed does not match wind class | 5.99 | 3 | 4.1 | 9 |  | 2 | 0 | Class 2 at the airport. Class 3 at Wood Rivrer met tower site 2 miles north of town and Kanakanak met tower site 4 miles SW of town.
52 | Diomede |  | 144 |  | 98.4648 | 431276 | 6141.3219 | 7 | 8.5 | 7 | 8.5 |  |  | 200 | [8 empty] | Island not in Terrain Navigator Pro software. Truewind/NREL model indicates Class 7 throughout this section of the Berin Strait.
53 | Dot Lake | Tanana Chiefs | 15 |  | 17.0438 | 74651.7429 | 690.6226 | 7 | 7 | 4 |  |  |  | 100 | Peak load listed as 79.5, which is very high for pop of 15. Wind speed does not match class. |  |  | 1.74 | 10 | X | 4 | 1 | Class 1 in the region with class 2-4 at 500 feet up the hill to the west. Last year of FAA/NWS data.
54 | Dot Lake Village |  | 55 | [6 empty] | 4 |  |  |  |  | Not listed on Jan 2009 Statewide Energy Plan | [7 empty] | See Dot Lake
55 | Eagle | Tanana Chiefs | 110 |  | 98.5202 | 431518.565 | 11632.4332 | 6 | 3.02 | 4 |  |  |  | 200 | Peak load listed as 158.53. wind speed does not match class. |  |  | 1.8 | 10 |  | 4 | 4 | Class 1 wind at Eagle airport. Up to class 4 wind to the south above the Taylor Hwy, but terrain may be too steep to access.
56 | Eagle Village |  | 67 |  | 60.0078 | 262834.035 | 7085.2093 |  |  | 4 |  |  |  |  | Not listed on Jan 2009 Statewide Energy Plan | [5 empty] | 4 | 2 | Class 1 wind at Eagle airport. Up to class 4 wind to the south above the Taylor Hwy, but terrain may be too steep to access.
57 | Eek |  | 285 |  | 162.5788 | 712095.2 | 12807.2815 | 5 | 7.5 | 4 |  |  |  | 200 | [6 empty] | 4 | 0 | Hills 2 miles to the SE worth investigating.
58 | Egegik |  | 64 |  | 145.8701 | 638911.2 | 7463.1504 | 5 | 5.18 | 4 | 6.897 |  |  | 200 | wind speed does not match wind class |  |  | 5.48 | 10 |  | 4 | 0 | Class 4 at the airport.
59 | Ekwok |  | 108 |  | 92.847 | 406669.8621 | 8215.586 | 5 | 7.5 | 2 |  |  |  | 200 | Peak load listed as 85.222 | [5 empty] | 2 | 0
60 | Elfin Cove |  | 21 |  |  |  |  | 7 | 8.5 | 7 | 8.5 |  |  | 200 | Peak load listed as 71.755 |  |  | 2.685 | 10 | X | 7 | 1 | Last year of FAA/NWS data. Class 1 at the airport. Class 7 at Cape Spencer weather station. Wind resource map indicates Class 7 winds near sea level at oint Lavina as well as above 1,000 feet on the Inian Peninsula one mile due north from Elfin Cove.
61 | Elim |  | 309 |  | 252.9764 | 1108036.8 | 12533.3101 | 7 | 8.5 | 6 |  |  |  | 300 | [6 empty] | 6 | 1.5 | Class 6 winds on hill 744 north of town with class 4 on the more easily accessible broad western ridge of that hill.
62 | Emmonak |  | 796 |  | 619.5654 | 2713696.4 | 21537.1942 | 5 | 7.5 | 4 | 6.166 |  |  | 600 |  |  |  | 4.9 | 9 |  | 4 | 0 | Class 2 at the airport AWOS station. Wind resource map predicts class 3 wind at the east end of the airport, but class 4 in the western half of the town.
63 | Evansville | Tanana Chiefs | 19 |  | 52.73 | 230957.4511 | 850.7247 | 7 | 8.5 | 5 |  |  |  | 200 | [6 empty] | 3 | 3 | Class 3 wind on Birch Hill with class 4 and 5 on the very steep ridge east of Birch Hill Lake.
64 | Eyak |  | 137 |  | 258.8975 | 1133971.0288 | 2229.293 |  |  | 5 | [6 empty] | 4 | 2.1 | 8 |  | 5 | 3 | See Cordova
65 | False Pass |  | 46 |  | 70.1391 | 307209.2727 | 5813.1086 | 7 | 8.5 | 7 |  |  | X | 200 | Peak load listed as 51.435 |  |  | 5.5 | 10 |  |  |  | Class 7 at Cape Sarichef airport to the east. 30-year average at Cold Bay airport ASOS is 5.5 m/s (Class 4). Met tower data one-mile north of town from 2005 not published. Off the current wind map.
66 | Fort Yukon |  | 591 |  | 607.9527 | 2662832.8 | 22277.8702 | none | none | 1 |  | X |  | none | Peak load listed as 510.56 |  |  | 1.8 | 7 |  | 1 | 0 | Class 1 at airport. Off the current wind map.
67 | Gakona |  | 236 | [6 empty] | 1 | 0.75 |  |  |  | Not listed on Jan 2009 Statewide Energy Plan |  |  | 0.596 | 10 | X | 1 | 0 | Only class 1 winds in the region of the wind resource map. Last year of FAA/NWS data.
68 | Galena |  | 610 |  | 1178.4271 | 5161510.8235 | 16182.2966 | 2 | 5.8 | 1 | 2.64 |  |  | 1200 | Peak load listed as 1001. $1.5mm in wind savings not realistic given wind class est. |  |  | 2.1 | 8 |  | 1 | 0 | Class 1 at the airport. Only class 1 winds in this region of the wind resource map.
69 | Gambell |  | 662 |  | 383.9279 | 1681604.4 | 22058.6258 | 7 | 8.03 | 7 | 9.13 |  |  | 1300 | wind speed does not match wind class. Projected installed cap 3X of peak load. | 9.13 | 7 | 8.2 | 10 |  |  |  | Class 7 at the airport.
70 | Glennallen |  | 518 |  |  |  |  | 3 | 6.4 | 1 |  |  |  | 800 | [6 empty] | 1 | 0 | Only class 1 winds in the region of the wind resource map.
71 | Golovin |  | 167 |  | 127.3233 | 557676 | 6893.3206 | 7 | 4.96 | 6 | 6.6 |  |  | 200 | wind speed does not match wind class |  |  | 5.244 | 8 |  | 6 | 4 | High class 3 at the airport, although wind model underpredicts at class 2. Model shows class 4 winds at point 448 on the ridge east of town and class 6 at point 712. Another area to check is point 310 on a broad ridge 4 miles north of town along the existing telephone line where the model indicates at least one class higher wind than in town.
72 | Goodnews Bay |  | 235 |  | 148.2233 | 649218.2 | 12394.1434 | 7 | 8.5 | 6 |  |  |  | 200 | [6 empty] | 6 | 2 | Class 4 winds are possible on the southwest portions of Mumtrak Ridge above 250 feet. Class 6 winds are posible above 700 feet. Class 4 winds are also possible on the broad 150-foot hill 4 miles north of town, between the Tunulik River and Mumtrak Hill.
73 | Grayling | Tanana Chiefs | 164 |  | 119.7163 | 524357.2 | 4716.8129 | 7 | 8.5 | 2 |  | X |  | 200 | [6 empty] | 2 | 1
74 | Gulkana |  | 213 | [6 empty] | 1 | 3.02 |  |  |  | Not listed on Jan 2009 Statewide Energy Plan |  |  | 2.4 | 10 |  | 1 | 0 | Class 1 at the airport. Only class 1 winds in this region of the wind resource map.
75 | Gustavus |  | 442 |  |  |  |  | 4 | 7 | 1 | 3.146 |  |  | 400 | Peak load listed as 342 |  |  | 2.5 | 7 |  | 1 | 0 | Class 1 at the airport.
76 | Haines |  | 1474 |  | 2195.9424 | 9618227.8035 | 126305.8019 | 6 | 8.1 | 5 | 5.4 |  |  | 1200 | Peak load listed as 2714 |  |  | 4.3 | 10 |  | 5 | 8 | Class 2 at the airport. Class 5 winds out the Chilkat Peninsula past Flat Bay 9 miles distance, but there is road the first seven.
77 | Healy Lake | Tanana Chiefs | 37 |  | 27.1034 | 118713 | 1115.6211 | none | none | 3 |  |  |  | none | [6 empty] | 3 | 1 | Closest Class 3 wind is 700 feet above to the northeast on point 1915.
78 | Hollis |  | 186 |  |  |  |  | 6 | 8.1 | 6 |  |  |  | 200 | Peak load listed as 161.88 | [5 empty] | 6 |  | Class 5 around Granite Peak is off limits inside a wilderness area. Best option is to find a way up Harris Peak to the west where there are class 5-6 winds.
79 | Holy Cross | Tanana Chiefs | 200 |  | 141.7136 | 620705.6 | 6023.0073 | 5 | 7.5 | 2 | 3.039 |  |  | 200 |  |  |  | 2.415 | 10 | X | 2 | 0.5 | Last year of FAA/NWS data. Class 1 at airport. Class 2 up in the Holy Cross Hills.
80 | Hoonah |  | 852 |  |  |  |  | 6 | 8.1 | 4 | 3.03 |  |  | 1000 | Peak load listed as 1092.3 |  |  | 2.4 | 9 |  | 4 | 2 | Class 1 at the airport. Class 4 around thw White Alice Comm Site and hill 1839.
81 | Hooper Bay |  | 1149 |  | 568.1556 | 2488521.6 | 23037.7365 | 7 | 6.25 | 7 | 7.92 |  |  | 600 |  |  |  | 6.3 | 10 |  | 7 | 0 | Class 7 at Cape Romanzof weather station. Class 6 at Hooper Baya airport.
82 | Hughes | Tanana Chiefs | 76 |  | 54.7406 | 239763.8 | 2322.1233 | 7 | 8.5 | 7 | 8.5 |  |  | 200 | [6 empty] | 7 | 6 | Class 1 to 2 near town, with class 4 and 5 five miles to the east near hill 2045 and class 6 to 7 another mile to the east along the sled trail.
83 | Huslia | Tanana Chiefs | 255 |  | 206.4854 | 904406.2 | 8272.5642 | 4 | 7 | 1 | 2.768 |  |  | 400 |  |  |  | 2.2 | 8 |  | 1 | 0 | Class 1 at the airport. Anomaly in 2004 (latest) data. Possible anemometer placement issues in previous years.
84 | Hydaburg |  | 353 |  |  |  |  | 6 | 8.1 | 6 |  |  |  | 400 | Peak listed as 329.69 |  |  | 3.4 | 7 |  | 6 | 2.5 | Class 2 at the seaplane base. Class 4 around peak 1270 to the northeast with nearby road access. Class 5-6 near peak 1735 with roads partway up hill.
Added | Hyder |  | 72 |  |  |  |  | 5 | 7.5 |  |  |  |  | 200 | Hyder pays 4.6 cents/kWh thru BC hydro
85 | Igiugig |  | 32 |  | 43.3701 | 189961.2 | 1957.5476 | 6 | 8.1 | 2 | 4.417 |  |  | 200 |  |  |  | 3.51 | 10 | X | 2 | 0 | Last year of FAA/NWS data. Class 2 at airport.
86 | Iliamna |  | 93 |  | 110.7487 | 485079.3118 | 5040.3632 | 7 | 4.62 | 4 | 5.789 |  |  | 100 | Peak listed at a 543 equates to Iliamna, Newhalen and Nondalton total. Wind speed does not match class. |  |  | 4.6 | 10 |  | 4 | 2 | Class 2 at the airport. Class 4 by Newhalen.
87 | Juneau |  | 35185 |  |  |  |  | 7 | 4.46 | 3 |  |  |  | 4800 | wind speed does not match wind class |  |  | 3.5 | 10 |  | 3 | 0 | Class 1 at the airport.
88 | Kake |  | 536 |  |  |  |  | 5 | 7.5 | 6 |  |  |  | 1000 | Peak load listed as 606. |  |  | 3.1 | 7 |  | 6 | 5 | Class 1 at the airport. Model shows class 5-6 five miles to the east in an area of roads near the radio towers.
89 | Kaktovik |  | 287 |  |  |  |  | 7 | 8.5 | 6 | 7.019 |  |  | 500 | Peak load listed as 767 |  |  | 6 | 8 |  | 6 | 0 | High wind class due to cold dense winds. Strong east-west flow at DEW site (class 6). Barter Island airport class 5.
90 | Kaltag | Tanana Chiefs | 184 |  | 150.8922 | 660907.8 | 5877.8745 | 6 | 3.21 | 3 | 4.3 |  |  | 200 | wind speed does not match wind class |  |  | 3.42 | 10 |  | 3 | 5 | Class 1 at the airport. Class 3 5 miles to the W/NW.
91 | Karluk |  | 27 |  | 37.2885 | 163323.6 | 1838.3909 | 5 | 7.5 | 7 |  | X |  | 200 | [6 empty] | 7 | 1 | All ridges in the Karluk region have class 7 winds.
92 | Kasaan |  | 63 | [6 empty] | 6 |  |  |  |  | Not listed on Jan 2009 Statewide Energy Plan | [5 empty] | 6 | 1.5 | Class 5 and 6 on Kasaan Mtn, but access is challengining.
93 | Kasigluk |  | 545 |  | 301.5674 | 1320865.4 | 16250.0992 | 6 | 8.1 | 6 |  |  |  | 500 | [6 empty] | 6 | 2 | Route goes right past Nunapitchuk and crosses creek and water. Otherwise, class 5 1 mile south.
94 | Kenny Lake |  | 411 |  |  |  |  | 6 | 8.1 | 1 |  |  |  | 300 | [6 empty] | 1 | 0 | Only class 1 winds in the region.
95 | Ketchikan |  | 7732 |  |  |  |  | none | none | 6 |  |  |  | none |  |  |  | 4.1 | 8 |  | 6 | 2.5 | Class 2 at the airport. Besides the Derr Mtn region near Saxman, there are class 5-6 regions on the high ridges of the Whipple Creek road system.
96 | Kiana |  | 391 |  | 335.9847 | 1471613 | 18158.9293 | 6 | 8.1 | 2 |  |  |  | 500 | [6 empty] | 2 | 2
97 | King Cove |  | 756 |  | 784.3969 | 3435658.6 | 33425.3744 | 7 | 8.5 | 7 | 9.18 |  |  | 600 |  |  |  | 7.3 | 10 |  |  |  | Class 7 at the airport. Met tower report rewritten by AEA 2013. High wind, but turbulent. Need to find alternate site to study.
98 | King Salmon |  | 426 |  | 1825.8862 | 7997381.7183 | 26088.368 | 4 | 4.09 | 2 |  |  |  | 200 | wind speed does not match wind class |  |  | 4.8 | 10 |  | 2 | 0 | Class 2 at the airport.
99 | Kipnuk |  | 664 |  | 339.7521 | 1488114.4 | 22447.1709 | 6 | 8.1 | 6 |  |  |  | 400 |  |  |  | 6.1528 | 10 | X | 6 | 3 | Last year of FAA/NWS data. Class 6 at airport.
100 | Kivalina |  | 398 |  | 262.6086 | 1150225.8 | 13091.3211 | 5 | 7.5 | 5 |  |  |  | 400 |  |  |  | 5.7643 | 10 | X | 4 | 2 | Last year of FAA/NWS data. Class 5 at airport.
101 | Klawock |  | 743 |  |  |  |  | 6 | 8.1 | 4 |  |  |  | 1000 | Peak load listed as 1998 | [5 empty] | 4 | 3 | Class 3-4 south of town.
102 | Klukwan |  | 101 |  |  |  |  | 6 | 8.1 | 1 |  |  |  | 200 | Peak load listed as 82.4 | [5 empty] | 1 | 0
103 | Kobuk |  | 119 |  | 101.6338 | 445156 | 4504.5406 | 4 | 7 | 1 |  |  |  | 600 | [6 empty] | 1 | 0
104 | Kodiak |  | 5691 | [6 empty] | 7 |  |  |  |  | Not listed on Jan 2009 Statewide Energy Plan | 7.76 | 7 | [5 empty] | Class 4 at the airport. Class 7 on Pillar Mtn. Off the current wind map.
105 | Kodiak Station |  | 1817 | [6 empty] | 7 |  |  |  |  | Not listed on Jan 2009 Statewide Energy Plan |  |  | 5.1 | 10 |  |  |  | Class 4 at the airport. Class 7 on Pillar Mtn. Off the current wind map.
106 | Kokhanok |  | 175 |  | 86.4556 | 378675.4 | 6117.3364 | 7 | 8.5 | 6 |  |  |  | 400 |  | 7.84 | 6 |  |  |  | 6 | 0 | Class 6 at met tower site on Lake Iliamna spit.
107 | Koliganek |  | 192 |  | 103.9395 | 455254.8 | 11533.4188 | 6 | 8.1 | 4 |  |  |  | 200 |  | 5.72 | 4 |  |  |  | 2 | 0 | Class 4 at met tower site on old airstrip.
108 | Kongiganak |  | 436 |  | 197.2156 | 863804.2 | 13082.707 | 6 | 8.1 | 6 |  |  |  | 300 | 450kW being installed. | 7.9 | 6 |  |  |  | 6 | 0.5 | Class 6 at met tower site.
109 | Kotlik |  | 600 |  | 333.1081 | 1459013.4 | 12092.605 | 5 | 7.5 | 5 |  |  |  | 400 | [6 empty] | 3 | 0
110 | Kotzebue |  | 3135 |  | 4774.019 | 20910203.2 | 137247.7213 | 6 | 5.52 | 5 |  |  |  | 5000 | wind speed does not match wind class |  |  | 5.4 | 8 |  | 5 | 0 | Class 5 at the airport.
111 | Koyuk |  | 347 |  | 299.3204 | 1311023.4 | 12157.3108 | 6 | 4.01 | 5 |  |  |  | 400 | wind speed does not match wind class |  |  | 3.9 | 7 |  | 5 | 4 | Class 1 at the airport, although the wind resource map indicates class 3 at the same location. Class 4 on hill 408 north of town and three miles east of town along the Koyuk River. Class 5 on hill 418 four miles to the southwest.
112 | Koyukuk | Tanana Chiefs | 89 |  | 51.5478 | 225779.4894 | 3192.9195 | 3 | 6.4 | 1 |  |  |  | 200 | Peak listed as 37.49 | [5 empty] | 1 | 0
113 | Kwethluk |  | 721 |  | 268.6057 | 1176493.0169 | 23686.5852 | 5 | 7.5 | 4 |  |  |  | 400 | [6 empty] | 2 | 0 | Met tower study indicated only class 2.
114 | Kwigillingok |  | 361 |  | 170.5151 | 746856 | 11430.1545 | 6 | 8.1 | 6 |  |  |  | 300 | 450kW being installed. | [5 empty] | 6 | 0.5
115 | Larsen Bay |  | 83 |  | 137.7758 | 603458.1429 | 7222.2498 | 5 | 7.5 | 6 |  | X |  | 200 | [6 empty] | 6 | 2.5 | Very steep terrain to access class 4-6 winds on local ridges.
116 | Levelock |  | 71 |  | 74.6252 | 326858.4 | 3915.0953 | 3 | 6.4 | 2 |  |  |  | 200 | [6 empty] | 2 | 0
117 | Lime Village |  | 26 |  | 18.1424 | 79463.8 | 2616.5414 | 7 | 8.5 | 2 |  |  |  | 100 | [6 empty] | 2 | 2 | Up to class 7 on top of the Lime Hills, but this terrain is very difficult to access.
Added | Livengood |  | 17 |  |  |  |  | 7 | 8.5 |  |  |  |  | 200 | 200kW is high for population
118 | Lower Kalskag |  | 253 |  | 120.6843 | 528597.4 | 12531.8561 | 7 | 8.5 | 4 |  |  |  | 300 | [6 empty] | 4 | 4 | Class 2 in immediate area. Class 4 four miles away on hill 986 north of Kalskag.
119 | Manley Hot Springs | Tanana Chiefs | 72 |  | 53.7173 | 235281.6 | 5587.6091 | 7 | 8.5 | 5 |  |  |  | 200 |  |  |  | 1.706 | 10 | X | 5 | 4 | Last year of NWS/FAA data. Class 1 at airport. Class 5 winds near trail on top of Manley Hot Springs Dome northwest of town.
120 | Manokotak |  | 431 |  |  |  |  | 7 | 8.5 | 5 |  |  |  | 300 | Peak load listed as 256.82 |  |  | 3.9544 | 10 | X | 5 | 0.5 | Last year of NWS/FAA data. Class 1 at airport. Class 6-7 east of town.
121 | Marshall |  | 388 |  | 254.7658 | 1115874.2 | 9444.5893 | 7 | 8.5 | 6 |  |  |  | 300 |  |  |  | 5.2585 | 10 | X | 6 | 0.5 | Last year of FAA/NWS data. Class 3 at airport.
Added | McCarthy |  | 54 |  |  |  |  | 5 | 7.5 |  |  |  |  | 200 | wind speed does not match wind class |  |  | 1.1 | 8 |  |  |  | Class 1 at the airport
122 | McGrath | Tanana Chiefs | 315 |  | 578.2288 | 2532642 | 11973.4482 | 4 | 7 | 4 |  |  |  | 400 |  |  |  | 2.1 | 10 |  | 4 | 5 | Class 1 at the airport. Class 4 in the Roundabout Mtns, but access may be difficult.
123 | Mekoryuk |  | 208 |  | 200.1149 | 876503.2 | 13495.8451 | 7 | 8.5 | 6 |  |  |  | 300 |  | 7.56 | 6 | 6.5 | 10 |  | 6 | 0.5 | Class 6 at the airport. Met tower study indicates low turbulence and low wind shear.
124 | Mendeltna |  | 68 | [6 empty] | 1 |  |  |  |  | Not listed on Jan 2009 Statewide Energy Plan | [5 empty] | 1 | 0
125 | Mentasta Lake |  | 109 |  | 68.9289 | 301908.6 | 6575.9421 | 7 | 8.5 | 5 |  |  |  | 200 | [6 empty] | 5 | 4 | Class 5 winds four miles to the north in very difficult terrain. Also class 6 east of Mentasta Lodge in steep terrain.
126 | Metlakatla |  | 1404 |  |  |  |  | 7 | 8.5 | 7 |  |  |  | 800 |  |  |  | 3.6 | 7 |  | 7 | 3 | Class 1 at the airport. Class 6 and 7 on Purple Mtn and Bald Ridge, but access is difficult.
127 | Minto | Tanana Chiefs | 180 |  | 139.5441 | 611203.2 | 6458.4054 | 6 | 8.1 | 5 |  |  |  | 200 | [6 empty] | 5 | 9 | The road back to Elliott Hwy crosses over a class 5 point at hill 2205.
128 | Mosquito Lake |  | 150 |  | 262.6453 | 1150386.6 | 29537.2804 |  |  | 1 |  |  |  |  | Not listed on Jan 2009 Statewide Energy Plan | [5 empty] | 1 | 0
129 | Mountain Village |  | 784 |  | 571.69 | 2504002 | 18271.3082 | 7 | 8.5 | 6 |  |  |  | 600 |  |  |  | 5.3214 | 10 | X | 6 | 1 | Last year of FAA/NWS data. Class 3 at airport.
130 | Naknek |  | 543 |  | 2327.362 | 10193845.7113 | 33253.4831 | 4 | 6.71 | 4 |  |  |  | 5000 | Peak load listed at 4436 represents Naknek, King Salmon and South King Salmon intertie. | 6.71 | 4 |  |  |  | 4 | 1.5 | Met tower site 2 - west of town 1.5 miles.
131 | Napakiak |  | 378 |  | 123.2608 | 539882.4 | 13358.1324 | 5 | 7.5 | 5 |  |  |  | 300 | [6 empty] | 5 | 0 | Potential 3 miles to the NE on Nighead Hill. Several hills along Bethel-Napakiak intertie worth investigating.
132 | Napaskiak |  | 434 |  | 182.4225 | 799010.4 | 10603.8783 | 5 | 7.5 | 5 |  |  |  | 300 | [6 empty] | 5 | 2.5 | Cross a slough to the west. Also a hill 1 mi south elev 49ft, but the model still shows class 4.
133 | Naukati Bay |  | 131 |  |  |  |  | 4 | 7 | 3 |  |  |  | 200 | Peak load listed as 105.66 | [5 empty] | 3 | 3
134 | Nelchina |  | 52 | [6 empty] | 1 |  |  |  |  | Not listed on Jan 2009 Statewide Energy Plan | [5 empty] | 1 | 0
135 | Nelson Lagoon |  | 69 |  | 85.7267 | 375483 | 8538.0033 | 7 | 8.5 | 6 | 7.81 |  |  | 200 |  |  |  | 6.206 | 10 | X |  |  | Last year of FAA/NWS data. Class 6 at airport.
136 | New Allakaket |  | 35 | [6 empty] | 1 |  |  |  |  | Not listed on Jan 2009 Statewide Energy Plan | [5 empty] | 1 | 0 | See Allakaket
137 | New Stuyahok |  | 448 |  | 267.9151 | 1173468 | 20538.965 | 6 | 8.1 | 4 |  |  |  | 300 |  | 5.46 | 4 |  |  |  | 3 | 1 | Very high wind shear at met tower site. Old airport might prove better after new airport is up and running. Higher ground 1 mile to the S/SW at Point 367.
138 | Newhalen |  | 167 |  | 198.8713 | 871056.3987 | 9050.9748 |  |  | 4 |  |  |  |  | Not listed on Jan 2009 Statewide Energy Plan | [5 empty] | 4 | 0
139 | Newtok |  | 353 |  | 84.6143 | 370610.6667 | 9089.0385 | 5 | 7.5 | 5 |  |  |  | 200 | Peak load listed as 69.9 | 5.2 | 3 |  |  |  | 5 | 0 | 20-meter tower data shows 5.2 m/s class 3.
140 | Nightmute |  | 244 |  | 121.2822 | 531216.2 | 7574.1988 | 7 | 8.5 | 7 |  |  |  | 200 |  | 7.2 | 6 |  |  |  | 7 | 1 | Met tower site shows moderate wind shear and turbulence.
141 | Nikolai |  | 88 |  | 74.5199 | 326397 | 2394.6896 | none | none | 1 |  |  |  | none |  |  |  | 1.6779 | 10 | X | 1 | 0 | Last year of FAA/NWS data. Class 1 at airport.
142 | Nikolski |  | 33 |  | 45.3743 | 198739.6 | 3295.2345 | 7 | 8.5 | 7 |  |  |  | 200 |  | 9.01 | 7 | 6.1 | 8 |  |  |  | Class 6 at the airport. Class 7 at the met tower site just west of town.
143 | Noatak |  | 489 |  | 334.5539 | 1465346.2 | 17595.8617 | 4 | 3.76 | 1 | 4.027 |  |  | 500 | wind speed does not match wind class |  |  | 3.2 | 9 |  | 1 | 0 | Class 1 at the airport.
144 | Nome |  | 3497 |  | 6527.0491 | 28588475 | 211311.6083 | 7 | 4.99 | 7 |  |  |  | 6800 | wind speed does not match wind class |  |  | 4.3 | 8 |  | 7 | 6 | Class 2 at the airport. Anvil Mtn 12-m telephone pole data and Snake River met tower data never published. Class 7 on Newton Peak with many class 6 area on Banner, Anvil and Newton peaks.
145 | Nondalton |  | 196 |  | 233.4059 | 1022317.6895 | 10622.7009 | 7 | 8.5 | 2 |  |  |  | 300 | [6 empty] | 2 | 2
146 | Noorvik |  | 636 |  | 425.8697 | 1865309.2 | 25056.5071 | 5 | 7.5 | 2 |  |  |  | 1000 | [6 empty] | 2 | 2 | Line would need to cross water.
147 | Northway | Tanana Chiefs | 81 |  | 104.1119 | 456010.1053 | 4051.466 | none | none | 1 |  |  |  | none | Peak load listed at a whopping 293. |  |  | 1.34 | 10 | X | 1 | 0 | Last year of FAA/NWS data. Class 1 at airport.
148 | Northway Junction | Tanana Chiefs | 61 |  | 78.4053 | 343415.0175 | 3051.104 |  |  | 2 |  |  |  |  | Not listed on Jan 2009 Statewide Energy Plan |  |  | 1.5 | 10 |  | 2 | 3.5 | Class 1 at airport. Class 2 on Cheneathda Hill.
149 | Northway Village | Tanana Chiefs | 86 | [6 empty] | 1 |  |  |  |  | Not listed on Jan 2009 Statewide Energy Plan |  |  | 1.5 | 10 |  | 1 | 0 | Class 1 at airport.
150 | Nuiqsut |  | 403 |  |  |  |  | 3 | 6.4 | 3 |  | X |  | 500 | Peak load listed as 807. |  |  | 1.5 | 10 |  | 3 | 2 | Class 1 at airport. Off current wind map.
151 | Nulato | Tanana Chiefs | 274 |  | 235.1216 | 1029832.6 | 8998.2277 | 4 | 7 | 1 |  |  |  | 400 | [6 empty] | 1 | 0
152 | Nunam Iqua |  | 201 |  | 147.092 | 644262.8 | 3795.4891 | 5 | 7.5 | 5 |  |  |  | 200 |  | 6.4 | 4 |  |  |  | 5 | 0 | Low turbulence. Wind shear unknown. Wind resource map indicates class 5 in immediate area.
153 | Nunapitchuk |  | 545 |  | 256.3497 | 1122811.6 | 17627.2262 | 6 | 8.1 | 6 |  |  |  | 600 | [6 empty] | 6 | 1 | Water and creek to cross.
154 | Old Harbor |  | 188 | 97.6027 | 154.0132 | 674577.8 | 13919.245 | 4 | 7 | 2 |  | X |  | 200 | [6 empty] | 2 | 0 | Class 2 in town. Class 6 and 7 are high on the very steep ridges north of town and are likely too steep/far to be feasible.
155 | Oscarville |  | 80 |  | 127.2939 | 557547.4844 | 3057.3998 | 5 | 7.5 | 4 |  |  |  | 100 | [6 empty] | 4 | 0
156 | Ouzinkie |  | 155 |  | 153.9642 | 674363 | 8929.327 | 4 | 7 | 5 |  | X |  | 200 | [6 empty] | 5 | 3 | Class 5 3 miles east of town just east of point 862.
Added | Paxson |  | 32 |  |  |  |  | 7 | 8.5 |  |  |  |  | 200 |  |  |  | 2.23 | 10 | X |  |  | Last year of FAA/NWS data. Class 1 at the airport.
157 | Pedro Bay |  | 38 |  | 51.5638 | 225849.6 | 2936.3215 | 7 | 8.5 | 3 |  |  |  | 200 | [6 empty] | 3 | 0
158 | Pelican |  | 110 |  |  |  |  | 7 | 8.5 | 7 |  |  |  | 200 | [6 empty] | 7 | 2.5 | Class 7 winds up on Wedge and Tarn mtns, but terrain is very steep and access routes are unclear.
159 | Perryville |  | 119 |  | 10.4554 | 45794.6 |  | 5 | 7.5 | 4 |  |  |  | 400 | Peak load listed as 52.277. why is 400kW recommended? | 4.6 | 2 |  |  |  | 6 | 7 | Met tower study showed Perryville area to be shielded from strong winds by terrain. Further met tower studies needed prior to any wind development. Moderate turbulence and shear. Map indicates class 4 winds at Three-Star Point and up to Class 6 winds toward Coal Cape.
160 | Petersburg |  | 3072 |  |  |  |  | 7 | 2.09 | 5 |  |  |  | 5900 | wind speed does not match wind class |  |  | 1.6 | 9 |  | 5 | 3 | Class 1 at the airport. Class 5-6 winds three miles southeast of town, but terraain is very challenging.
161 | Pilot Point |  | 61 |  | 83.3553 | 365096.2 | 5627.9495 | 5 | 7.5 | 5 |  | X |  | 200 |  |  |  | 4.82 |  | X | 5 | 0 | Last year of FAA/NWS data. Class 2 at the airport although model indicates class 4.
162 | Pilot Station |  | 580 |  | 365.6405 | 1601505.4 | 12710.4753 | 5 | 7.5 | 5 |  |  |  | 400 | [6 empty] | 5 | 0.5
163 | Pitkas Point | [6 empty] | 7 | 8.5 | 7 |  |  |  | 200 | Pop 138, peak 69. | [5 empty] | 7 | 0.5 | Class 5 throughout the region with class 7 at Finis 2. Also Class 7 at Pitkas Point.
164 | Platinum |  | 35 |  | 31.7021 | 138855.2941 | 3718.243 | 7 | 8.5 | 7 |  |  |  | 200 |  |  |  | 4.596 | 10 | X | 7 | 5 | Last year of FAA/NWS data. Class 2 at the airport. Class 6 2 miles to the north on the spit and class 6/7 at the pass along the road to Goodnes Mining Camp.
Added | Point Baker |  | 16 |  |  |  |  | 7 | 8.5 |  |  |  |  | 200
165 | Point Hope |  | 704 |  |  |  |  | 7 | 6.33 | 7 |  | X |  | 1000 | Peak load listed at 1181. wind speed does not match class |  |  | 6.9 | 10 |  |  |  | Class 6 at the airport.
166 | Point Lay |  | 250 |  |  |  |  | 7 | 8.5 | 6 |  | X |  | 600 | Peak load listed as 501 |  |  | 6.3 | 8 |  | 6 | 0 | Class 6 at the airport. Class 5 at the DEW station.
Added | Port Alexander |  | 60 |  |  |  |  | 7 | 8.5 |  |  |  |  | 200 |  |  |  | 4.7 | 8 |  |  |  | Class 2 at the airport.
167 | Port Alsworth |  | 118 |  | 131.7753 | 577176 | 6606.7233 | 7 | 8.5 | 1 |  |  |  | 400 |  |  |  | 2.6914 | 10 | X | 1 | 0 | Last year of FAA/NWS data. Class 1 at the airport.
168 | Port Heiden |  | 87 |  | 151.074 | 661704.3077 | 4404.4822 | 7 | 5.49 | 6 |  |  |  | 100 | Peak load listed at 122.75. Wind speed does not match class. | 7 | 5 to 6 | 5.7 | 7 |  |  | 3 | Class 5 at weather station. Radio towers 3 miles south of airstrip is a likely site. Class 6 along coast 1 mile west of town.
169 | Port Lions |  | 179 |  |  |  |  | 4 | 7 | 7 |  | X |  | 200 | [6 empty] | 7 | 3 | Class 7 on Mt Elison, but terrain is very steep.
170 | Quinhagak |  | 643 |  | 385.3895 | 1688005.8 | 23686.5852 | 4 | 7 | 5 |  |  |  | 400 |  | 6.4 | 3 |  |  |  | 5 | 0 | Low turbulence and moderate wind shear.
171 | Rampart | Tanana Chiefs | 17 | [6 empty] | 4 |  |  |  |  | Not listed on Jan 2009 Statewide Energy Plan | [5 empty] | 4 | 5 | Class 4 winds five miles to the east on Alder Peak or class 3 two miles to the south on Rampart Peak.
172 | Red Devil |  | 34 |  | 28.035 | 122793.2 | 2754.2541 | 7 | 8.5 | 7 |  |  |  | 100 | [6 empty] | 7 | 4 | Class 4 winds on peak 1367 2 miles south of town and class 7 on Barometer Mtn if you can figure out a route up the steep slope.
173 | Ruby | Tanana Chiefs | 167 |  | 120.1587 | 526294.8889 | 9506.1922 | 5 | 7.5 | 2 |  |  |  | 200 |  |  |  | 2.8367 | 10 | X | 2 | 4 | Last year of FAA/NWS data. Class 1 at the airport.
174 | Russian Mission |  | 333 |  | 172.2055 | 754260.2 | 6443.5048 | 6 | 8.1 | 5 |  |  |  | 300 |  |  |  | 2.392 | 10 | X | 5 | 4 | Last year of FAA/NWS data. Class 1 at the airport. Class 5 wind four miles to the south in steep terrain.
175 | Saint George |  | 114 |  | 24.7401 | 108361.6 |  | 7 | 7.2 | 7 |  |  |  | 300 | Peak load listed at 123.Wind speed does not match class. | 9.6 | 7 | 7.9 | 10 |  |  |  | Class 7 at the airport. Low turbulence and wind shear.
176 | Saint Mary's |  | 549 |  | 457.7709 | 2005036.5172 | 14373.9424 | 7 | 5.1 | 7 |  |  |  | 600 | Peak load listed at 567. Wind speed does not match class. |  |  | 4.3 | 9 |  | 6 | 0.5 | Class 4 throughout the region with class 6 on ridge to the north. Also Class 7 along road over Andreafsky Mtn. Old weather station indicated class 4 at the airport.
177 | Saint Michael |  | 445 |  | 324.0186 | 1419201.4 | 14287.9735 | 7 | 8.5 | 6 |  |  |  | 300 | [6 empty] | 6 | 4 | Class 6 on Saint Michael Mtn. Class 4 1.5 miles NW of town. Also potential for a combined project between Saint Michael and Stebbins at Saint Michael Mtn.
178 | Saint Paul |  | 447 |  | 1167.2953 | 5112753.6 | 33831.0738 | 7 | 6.76 | 7 |  |  | X | 400 | wind speed does not match wind class |  |  | 7.4 | 10 |  |  |  | Class 7 at weather station.
179 | Sand Point |  | 992 |  | 892.6936 | 3909997.8 | 51409.6792 | 5 | 5.09 | 7 |  | X |  | 600 | wind speed does not match wind class |  |  | 5.1 | 7 |  | 7 | 0 | Class 4 at the airport. 20 ft data shows 6.7 m/s - class 5. Class 7 all along the road following the west coast.
180 | Savoonga |  | 712 |  | 402.1992 | 1761632.4 | 20805.2948 | 6 | 5.51 | 6 |  |  |  | 1200 | Proposed install kW is 3X peak load. | 7.16 | 6 | 5.6 | 7 |  |  |  | Class 5 at the airport. Low turbulence. Not on the Terrain Navigator software.
181 | Saxman |  | 438 |  |  |  |  | 7 | 8.5 | 6 |  |  |  | 300 | [6 empty] | 6 | 1.5 | Class 6 wind on Deer Mtn. Steep terrain.
182 | Scammon Bay |  | 517 |  | 323.4315 | 1416629.8 | 10856.8643 | 7 | 8.5 | 7 |  |  |  | 400 |  |  |  | 4.329 | 10 | X | 7 | 1 | Last year of FAA/NWS data at airport - class 3. Class 7 at Cape Romanzof weather station.
183 | Selawik |  | 828 |  | 597.5884 | 2617437.4 | 29138.747 | 4 | 4.7 | 3 |  |  |  | 1000 | wind speed does not match wind class |  |  | 4.3 | 9 |  | 2 | 0 | Class 3 at the airport. Map only forecasts class 2 winds in the region.
added | Seldovia | [16 empty] | 1.9 | 7 |  |  |  | Class 1 wind.
184 | Shageluk | Tanana Chiefs | 118 |  | 80.2939 | 351687.2 | 3700.884 | 6 | 8.1 | 3 |  |  |  | 200 | [6 empty] | 3 | 4 | Class 2 in the immediate region.
185 | Shaktoolik |  | 214 |  | 177.9488 | 779415.8 | 8898.6502 | 4 | 7 | 4 |  |  |  | 200 | [6 empty] | 4 | 1 | Class 3 in town. Class 4 one mile to the NW along the spit.
| Shemya | [16 empty] | 8.1 | 8 |  |  |  | Class 7 at the airport.
186 | Shishmaref |  | 609 |  | 356.7753 | 1562675.8 | 19551.9638 | 5 | 5.34 | 5 |  |  |  | 1300 | Proposed install kW is 3X peak load. Wind speed does not match wind class. |  |  | 5.4 | 10 |  | 5 | 1.5 | Class 4 at the airport. Class 5 1.5 miles to the southwest of town.
187 | Shungnak |  | 269 |  | 325.6021 | 1426137.2 | 8727.5474 | 5 | 7.5 | 1 |  |  |  | 500 |  |  |  | 2.85 | 8 |  | 1 | 0 | Class 1 at the airport.
188 | Silver Springs |  | 139 | [6 empty] | 1 |  |  |  |  | Not listed on Jan 2009 Statewide Energy Plan | [5 empty] | 1 | 0 | See Copper Center map.
189 | Sitka |  | 8644 |  |  |  |  | none | none | 7 | 8.5 |  |  | none |  |  |  | 3.5 | 8 |  | 7 | 5 | Class 1 at the airport. Wind model shows class 6 and 7 at the top of Harbor Mtn, near the terminus of the road.
190 | Skagway |  | 846 |  |  |  |  | 7 | 8.5 | 3 | 4.3 |  |  | 900 | Peak load is listed at 2612.9. |  |  | 4.3 | 8 |  | 6 | 3 | Class 3 at the airport. Wind map shows class 6 high on the ridge southeast of town. Otherwise, Class 2 winds at Dyea Pt look the most accessible.
191 | Slana |  | 108 |  |  |  |  | 6 | 8.1 | 3 |  |  |  | 200 | Peak load is listed at 57.751 | [5 empty] | 3 | 5 | Class 1 in the immediate area.
192 | Sleetmute |  | 75 |  | 55.1753 | 241667.8 | 6197.0717 | 4 | 7 | 6 |  |  |  | 200 |  |  |  | 1.1 | 9 |  | 6 | 5 | Class 1 at the airport. Class 6 on Barometer Mtn if there is a way to get up the steep slope. This is also the windiest location for Red Devil.
193 | South Naknek |  | 66 |  | 282.8838 | 1239030.9704 | 4041.8598 | 4 | 7 | 2 |  |  |  | 200 | Peak load listed at 4436 represents Naknek, King Salmon and South King Salmon intertie. | 6.71 | 4 |  |  |  | 2 | 1.5 | Met tower site 2 - west of Naknek 1.5 miles.
194 | Stebbins |  | 598 |  | 306.6273 | 1343027.4 | 19677.2969 | 7 | 8.5 | 6 |  |  |  | 1100 | Proposed install kW is 3.5X peak load. | [5 empty] | 6 | 1 | Class 6 one mile to the north at Cape Stephens and one mile to the south at hill 225. Also potential for a combined project between Saint Michael and Stebbins at Saint Michael Mtn.
195 | Stevens Village | Tanana Chiefs | 71 |  | 15.4186 | 67533.6 | 2104.4242 | 2 | 5.8 | 1 |  |  |  | 200 | Peak load listed at 38.47 |  |  | 1.2 | 8 |  | 1 | 0 | Class 1 wind at Five mile Camp airport.
196 | Stony River |  | 42 |  | 26.912 | 117874.5763 | 3580.5303 | 2 | 5.8 | 1 | 3.02 |  |  | 200 |  |  |  | 2.406 | 10 | X | 1 | 0 | Last year of FAA/NWS data. Class 1 at the airport.
197 | Takotna | Tanana Chiefs | 46 |  | 48.915 | 214247.6 | 1596.4598 | 7 | 8.5 | 7 | 8.5 |  |  | 200 | [6 empty] | 7 | 5 | Class 6 winds four miles to the south on Takotna Mtn and class 7 another mile further. Terrain may be inaccessible, but road to Tatalina Air Force Station passes along the base of the mtn.
198 | Tanacross | Tanana Chiefs | 173 |  | 271.9279 | 1191044.1893 | 10300.7713 | 3 | 6.4 | 1 |  |  |  | 200 | [6 empty] | 1 | 0
199 | Tanana | Tanana Chiefs | 258 |  |  |  |  | 7 | 8.5 | 3 |  |  |  | 400 | Peak load listed at 274. |  |  | 2.9 | 10 |  | 3 | 3 | Class 1 wind at the airport. Class 3 wind at the very top of Mission Hill.
200 | Tatitlek |  | 113 |  | 90.7206 | 397356.2 | 2684.955 | 7 | 8.5 | 5 |  |  |  | 200 | [6 empty] | 5 | 2 | Class 5 two miles north around 2,000 ft elev and 3.5 miles north on ellamar Mtn.
201 | Tazlina |  | 219 |  |  |  |  | 3 | 6.4 | 1 |  |  |  | 100 | [6 empty] | 1 | 0 | This is the Tazlina south of Glenallen near Copper Center as opposed to the Tazlina west of Glenallen and near Mendeltna.
202 | Teller |  | 256 |  | 174.0154 | 762187.4286 | 10778.6467 | 6 | 8.1 | 6 |  |  |  | 300 | Peak load listed at 140.55 | [5 empty] | 6 | 3.5 | High winds on hill 519 southwest of town by 3.5 miles as well as along the road to Nome at 700 feet elevation around seven miles south of town.
203 | Tenakee Springs |  | 102 |  |  |  |  | 7 | 8.5 | 7 | 8.5 |  |  | 200 | Peak load listed at 84.194 | [5 empty] | 3 | 3 | Class 2 and 3 to northwest.Class 6 and 7 winds 4 miles to the north and northwest in the Parish Mtn region. Access would be very difficult.
204 | Tetlin | Tanana Chiefs | 165 |  | 79.6545 | 348886.6 | 5702.0633 | 6 | 8.1 | 4 |  |  |  | 200 | [6 empty] | 4 | 3.5 | Class 4 up on the top of Chisana Mtn. Access may be dificult.
205 | Thorne Bay |  | 467 |  |  |  |  | 3 | 6.4 | 1 | 2.7 |  |  | 400 | Peak load listed at 730 |  |  | 2.1458 | 10 | X | 1 | 0 | Last year of FAA/NWS data. Class 1 at the airport.
206 | Togiak |  | 787 |  | 571.5978 | 2503598.2 | 43763.7947 | 7 | 5.68 | 3 | 5.68 |  |  | 5000 | Proposed install kW is 8X peak load. Winbd speed does not match class. | 5.68 | 3 | 5 | 9 |  | 3 | 0 | Class 3 at the airport. Moderate wind shear and low turbulence at met tower site to the NE of Togiak Heights subdivision. Recommend exploring for higher wind resources at hill 55 2 miles west of town.
207 | Tok | Tanana Chiefs | 1353 |  | 2126.6962 | 9314929.4107 | 80560.3673 | 2 | none | 2 |  |  |  | 2700 | Peak load listed at 2398. | [5 empty] | 2 | 2 | Strong winds in the Alaska Range to the southwest, but access would be very difficult.
208 | Toksook Bay |  | 610 |  | 324.3656 | 1420721.4 | 18728.9278 | 7 | 8.5 | 6 |  |  |  | 600 |  | 7.3 | 6 |  |  |  | 7 | 0 | Low turbulence and moderate wind shear at met tower site south of town.
209 | Tolsona |  | 27 | [6 empty] | 4 |  |  |  |  | Not listed on Jan 2009 Statewide Energy Plan | [5 empty] | 4 | 2
210 | Tonsina |  | 76 |  |  |  |  | 7 | 8.5 | 5 |  |  |  | 200 | [6 empty] | 5 | 3 | Class 5 winds on Tonsina Peak, but access is very difficult.
211 | Tuluksak |  | 487 |  | 154.2159 | 675465.5593 | 11705.5799 | 4 | 7 | 4 |  |  |  | 300 | [6 empty] | 3 | 0 | Possible higher class 4 west of the river. Hill 119 3 miles to the east has potential despite the wind model showing it as class 3.
212 | Tuntutuliak |  | 422 |  | 167.8891 | 735354.4186 | 12118.718 | 6 | 8.1 | 4 |  |  |  | 300 | Peak load listed at 147.51 450kW being installed. | [5 empty] | 4 | 0 | 450kW being installed.
213 | Tununak |  | 341 |  | 185.4084 | 812089 | 12669.5688 | 7 | 8.5 | 7 |  |  |  | 300 | [6 empty] | 7 | 0
214 | Twin Hills |  | 81 |  | 36.9874 | 162004.6 | 4423.7771 | 5 | 7.5 | 1 |  |  |  | 200 | [6 empty] | 2 | 0 |  | 22.3744
Added | Ugashik |  | 13 |  |  |  |  | 5 | 7.5 |  |  |  |  | 100 |  | 5.75 | 2 | [5 empty] | 20-m tower study indicates 5.43m/s wind speed, which equates to 5.75 m/s at 30 meters - high class 2 range.
215 | Unalakleet |  | 724 |  | 868.4697 | 3803897.2 | 34967.9352 | 6 | 5.14 | 4 |  |  |  | 1000 | wind speed does not match wind class |  |  | 5.6 | 9 |  | 4 | 2.5 | Class 4 at the airport. An anemometer study done on a 40-ft wooden pole in 2001 showed only Class 2 winds. Siting and tower configuration most likely invalidate that study given the airport results. Model shows class 4 winds on point 266 north of town. Class 5 and 6 winds are more than 10 miles to the southeast.
216 | Unalaska |  | 3678 |  | 7665.633 | 33575472.4 | 151361.1028 | 7 | none | 7 |  | X |  | 7900 |  |  |  | 5.4 | 9 |  | 7 | 1 | Class 3 (5.4m/s at 9 meters) at Dutch Harbor airport. Class 7 winds on many ridges and along the road north of Mt. Newhall.
217 | Upper Kalskag |  | 244 |  | 140.4715 | 615265 | 9226.7512 | 7 | 8.5 | 4 |  |  |  | 300 | [6 empty] | 4 | 1 | Class 4 on hill 986 one mile north of town. Steep terrain.
218 | Valdez |  | 4353 |  |  |  |  | 7 | 1.63 | 5 |  |  |  | 5200 | wind speed does not match wind class |  |  | 1.7 | 11 |  | 5 | 3 | Airport is class 1. Weather station office is higher at 2.7m/s, but still class 1. Class 5 and 6 winds exist on the high ridges, but access is a major challenge.
219 | Venetie | Tanana Chiefs | 181 |  | 108.3682 | 474652.8 | 5660.1755 | none | none | 1 |  | X |  | none | Peak load is listed at 45.153 | [5 empty] | 1 | 0 | Off the current wind map.
220 | Wainwright |  | 540 |  |  |  |  | 5 | 7.5 | 5 |  | X |  | 1000 | Peak load is listed at 970. |  |  | 5.2918 | 10 | X | 5 | 1 | Last year of FAA/NWS data. Class 4 at the airport. Class 5 winds southwest of town along the spit.
221 | Wales |  | 136 |  | 117.7306 | 515660.2 | 7018.6537 | 7 | 8.5 | 7 |  |  |  | 200 | [6 empty] | 7 | 0 | Class 7 in a large part of the region.
222 | Whale Pass |  | 56 |  |  |  |  | 4 | 7 | 2 |  |  |  | 200 | Peak load listed at 62. | [5 empty] | 2 | 1 | Class 2 winds one miles to the east.
223 | White Mountain |  | 215 |  | 157.6942 | 690700.7143 | 8021.3185 | 4 | 7 | 3 |  |  |  | 200 | [6 empty] | 3 | 3 | Class 3 winds on hill 396 east of town.
224 | Willow Creek |  | 187 | [6 empty] | 7 | 8.5 |  |  |  | Not listed on Jan 2009 Statewide Energy Plan | [5 empty] | 7 | 5 | Class 5-7 winds from Chicken Mtn heading southwest topoint 1815. Mining roads in the area.
225 | Womens Bay |  | 830 | [6 empty] | 6 |  | X |  |  | Not listed on Jan 2009 Statewide Energy Plan | [5 empty] | 6 | 1 | Class 6 on Old Womens Mtn.
226 | Wrangell |  | 2062 |  |  |  |  | 6 | 8.1 | 4 | 4.03 |  |  | 800 |  |  |  | 3.2 | 9 |  | 4 | 2 | Class 1 at the airport. Class 4 winds 2 miles to the southeast in very steep terrain.
227 | Yakutat |  | 621 |  | 1412.4297 | 6186442.2 | 515556.8614 | 3 | 3.08 | 2 | 2.76 |  |  | 100 | Seems quite low given coastal location. |  |  | 2.201 | 10 |  | 2 | 4.5 | A four-month wind study in 1999 found only 2.4m/s wind speed. Last year of FAA/NWS data is class 1 at airport. Class 4-5 winds appear on the model at Harlequin Lake out Dangerous River Rd, but the distance of 20-plus miles is cost prohibitive. Other sites closer to town may prove to have better winds than the wind resource map predicts.

## Sheet1
Community | TPS | Lat | Long_ | pop | Railbelt | Mile 1 | Mile 2 | Mile 3 | Mile 4 | Mile 5 | Shape_Length | Shape_Area
Whittier | 58588.2 | 60.7731 | -148.6839 | 234 | Y | 455 | 1561 | 3616 | 3616 | 3616 | 0.71124 | 0.033496
Akutan | 42790.9892 | 54.1356 | -165.7731 | 1052 | N | 2210 | 2210 | 2210 | 2210 | 2210 | 0.62427 | 0.027955
Diomede | 31803.2557 | 65.7586 | -168.9531 | 111 | N | 2148 | 2148 | 2148 | 2148 | 2148 | 0.81252 | 0.039797 | Class 1 | Poor | <200
Attu Station | 5329.8 | 52.9375 | 173.2375 | 0 | N | 2138 | 2138 | 2138 | 2202 | 2202 | 0.61202 | 0.027161 | Class 2 | Marginal | 200-300
King Cove | 193142.7522 | 55.0617 | -162.3103 | 905 | N | 1963 | 2178 | 2178 | 2178 | 2178 | 0.63415 | 0.028593 | Class 3 | Fair | 300-400
False Pass | 35732.915 | 54.8539 | -163.4088 | 34 | N | 1413 | 1944 | 2909 | 2909 | 3479 | 0.63188 | 0.028446 | Class 4 | Good | 400-500
Ivanof Bay | 6923 | 55.9112 | -159.4861 | 7 | N | 1347 | 1463 | 1463 | 1769 | 1769 | 0.64376 | 0.02921 | Class 5 | Excellent | 500-600
Wales | 37636.9109 | 65.6092 | -168.0875 | 146 | N | 1248 | 2291 | 3081 | 3081 | 3081 | 0.80882 | 0.039569 | Class 6 | Outstanding | 600-800
Saint George | 19271.5817 | 56.6 | -169.5417 | 92 | N | 1140 | 1304 | 1304 | 1304 | 1800 | 0.65197 | 0.029736 | Class 7 | Superb | >800
McKinley Park | 46070.2 | 63.7328 | -148.9142 | 179 | Y | 149 | 402 | 880 | 2059 | 1506 | 0.76625 | 0.036935
Juneau | 7860362.7479 | 58.3019 | -134.4197 | 33026 | N | 1114 | 1547 | 1681 | 1681 | 1681 | 0.67401 | 0.031142
Chignik | 40903.4423 | 56.2953 | -158.4022 | 96 | N | 957 | 1947 | 2602 | 3440 | 3440 | 0.64829 | 0.029501
Karluk | 12999.6063 | 57.5702 | -154.4543 | 43 | N | 940 | 1123 | 1276 | 1276 | 1276 | 0.66421 | 0.030518
Primrose | 21944.6 | 60.3436 | -149.3442 | 73 | Y | 679 | 1609 | 2104 | 1844 | 1844 | 0.70427 | 0.033057
Crown Point | 21489.4 | 60.4222 | -149.3667 | 71 | Y | 75 | 710 | 1550 | 1844 | 1844 | 0.70552 | 0.033136
Gambell | 108252.8301 | 63.7797 | -171.7411 | 713 | N | 897 | 1482 | 1482 | 1482 | 1482 | 0.76723 | 0.036996
Tununak | 45632.3608 | 60.5851 | -165.2555 | 384 | N | 880 | 1519 | 1519 | 1519 | 1519 | 0.70816 | 0.033302
Nikolski | 14961.2538 | 52.9381 | -168.8678 | 15 | N | 837 | 1229 | 1229 | 1371 | 1371 | 0.61235 | 0.027183
Kodiak | 1200911.8217 | 57.7889 | -152.4019 | 6329 | N | 835 | 932 | 1156 | 1156 | 1156 | 0.66708 | 0.030702
Moose Pass | 58588.2 | 60.4875 | -149.3689 | 234 | Y | 91 | 627 | 1739 | 1739 | 1739 | 0.70658 | 0.033203
Elfin Cove | 13890.2817 | 58.1944 | -136.3433 | 16 | N | 810 | 871 | 871 | 1232 | 1267 | 0.67254 | 0.031049
Sunrise | 7378.2 | 60.8897 | -149.4211 | 9 | Y | 181 | 952 | 1673 | 1673 | 1673 | 0.71317 | 0.033618
Dry Creek | 28545 | 63.6196 | -144.6119 | 102 | N | 802 | 1220 | 1220 | 1220 | 1220 | 0.76389 | 0.036788
Saint Paul | 89251.5904 | 57.1222 | -170.275 | 436 | N | 794 | 858 | 858 | 862 | 949 | 0.65845 | 0.030151
Halibut Cove | 20123.8 | 59.595 | -151.225 | 65 | Y | 241 | 526 | 923 | 1628 | 2216 | 0.69264 | 0.032323
Lowell Point | 20806.6 | 60.0714 | -149.4344 | 68 | Y | 418 | 1464 | 1557 | 1576 | 1576 | 0.69996 | 0.032786
Nanwalek | 67919.8 | 59.3564 | -151.9208 | 275 | Y | 719 | 987 | 987 | 1571 | 1571 | 0.68907 | 0.032097
Pedro Bay | 17412.8444 | 59.7872 | -154.1061 | 47 | Y | 417 | 976 | 1296 | 1563 | 2101 | 0.69556 | 0.032508
Unalaska | 416304.2062 | 53.8736 | -166.5367 | 4689 | N | 779 | 1434 | 1638 | 1638 | 1719 | 0.62159 | 0.027782
Healy | 256600.2 | 63.8569 | -148.9661 | 1104 | Y | 668 | 729 | 993 | 1493 | 1506 | 0.76886 | 0.037097
Nightmute | 35152.2136 | 60.4794 | -164.7239 | 274 | N | 769 | 798 | 827 | 894 | 894 | 0.70645 | 0.033194
Adak | 83608.9501 | 51.8725 | -176.6286 | 247 | N | 758 | 1075 | 1075 | 2121 | 2121 | 0.60248 | 0.026541
Kodiak Station | 326453.3174 | 57.7381 | -152.5037 | 1305 | N | 751 | 1051 | 1170 | 1170 | 1274 | 0.66641 | 0.030659
Pope-Vannoy Landing | 6240.2 | 59.5568 | -154.4927 | 4 | N | 750 | 848 | 1300 | 1815 | 1815 | 0.69206 | 0.032287
Hope | 49939.4 | 60.9203 | -149.6403 | 196 | Y | 60 | 344 | 1137 | 1360 | 1360 | 0.71368 | 0.03365
Seward | 635326.6 | 60.1042 | -149.4422 | 2768 | Y | 488 | 1086 | 1576 | 1335 | 1292 | 0.70047 | 0.032818
Atka | 13909.3515 | 52.1961 | -174.2006 | 70 | N | 736 | 1375 | 1422 | 1934 | 1934 | 0.60541 | 0.026731
Old Harbor | 57962.4498 | 57.2028 | -153.3039 | 213 | N | 670 | 875 | 875 | 1323 | 1758 | 0.65948 | 0.030216
Point Hope | 153497.4 | 68.3478 | -166.8081 | 651 | N | 667 | 667 | 667 | 667 | 667 | 0.88548 | 0.044265
Bear Creek | 457115.8 | 60.2113 | -149.3087 | 1985 | Y | 491 | 909 | 995 | 1256 | 1537 | 0.70216 | 0.032924
Akhiok | 12636.5312 | 56.9456 | -154.1703 | 81 | N | 664 | 1400 | 1400 | 1800 | 1807 | 0.65623 | 0.030009
Cold Bay | 60514.1902 | 55.1858 | -162.7211 | 89 | N | 639 | 684 | 1468 | 1468 | 1989 | 0.63552 | 0.028681
Kaktovik | 62457.4 | 70.1319 | -143.6239 | 251 | N | 623 | 623 | 623 | 623 | 623 | 0.94776 | 0.048044
Port Graham | 43566.6 | 59.3514 | -151.8297 | 168 | Y | 239 | 963 | 1113 | 1183 | 1571 | 0.68899 | 0.032092
Port Clarence | 5329.8 | 65.2622 | -166.8458 | 0 | N | 622 | 622 | 622 | 632 | 636 | 0.80041 | 0.03905
Toksook Bay | 155512.5347 | 60.5303 | -165.1025 | 623 | N | 618 | 890 | 1017 | 1017 | 1019 | 0.70727 | 0.033246
Hooper Bay | 126623.5877 | 61.5311 | -166.0967 | 1178 | N | 604 | 684 | 709 | 709 | 709 | 0.72412 | 0.034305
Nelson Lagoon | 13429.8415 | 56.0019 | -161.2028 | 44 | N | 599 | 599 | 599 | 599 | 599 | 0.64482 | 0.029278
Seldovia | 58360.6 | 59.4381 | -151.7114 | 233 | Y | 348 | 677 | 886 | 1129 | 1129 | 0.69028 | 0.032174
Mud Bay | 45957.0451 | 59.1655 | -135.3779 | 183 | N | 584 | 856 | 856 | 856 | 856 | 0.68625 | 0.031919
Nabesna | 5785 | 59.1655 | -135.3779 | 2 | N | 584 | 856 | 856 | 856 | 856 | 0.68625 | 0.031919
Mekoryuk | 55808.8414 | 60.3881 | -166.185 | 210 | N | 584 | 622 | 657 | 666 | 666 | 0.70498 | 0.033102
Platinum | 29544.958 | 59.0131 | -161.8164 | 60 | N | 579 | 612 | 625 | 996 | 2113 | 0.68404 | 0.031779
Cooper Landing | 72471.8 | 60.49 | -149.8342 | 295 | Y | 154 | 811 | 884 | 1063 | 1203 | 0.70662 | 0.033205
Kokhanok | 17012.0194 | 59.4416 | -154.7551 | 167 | N | 578 | 701 | 721 | 721 | 732 | 0.69034 | 0.032177
Womens Bay | 155464.6574 | 57.6936 | -152.6229 | 783 | N | 563 | 948 | 1039 | 1833 | 1274 | 0.66583 | 0.030621
Kwigillingok | 57692.4628 | 59.8639 | -163.1332 | 364 | N | 545 | 542 | 546 | 558 | 558 | 0.69674 | 0.032582
Sand Point | 149525.2567 | 55.3397 | -160.4972 | 946 | N | 544 | 608 | 1080 | 1080 | 1326 | 0.63723 | 0.028791
Chiniak | 16254.6 | 57.6166 | -152.164 | 48 | N | 537 | 570 | 570 | 570 | 570 | 0.66481 | 0.030557
Kongiganak | 83564.1643 | 59.88 | -163.054 | 501 | N | 523 | 542 | 546 | 558 | 558 | 0.69699 | 0.032598
Sutton-Alpine | 324652.6 | 61.7966 | -148.8453 | 1403 | Y | 435 | 960 | 960 | 960 | 1054 | 0.72881 | 0.034599
Chignik Lake | 22957.2192 | 56.2554 | -158.7618 | 70 | N | 522 | 781 | 948 | 1997 | 2064 | 0.64781 | 0.02947
Scammon Bay | 93729.8776 | 61.8428 | -165.5817 | 528 | N | 518 | 699 | 938 | 947 | 947 | 0.72964 | 0.034651
Mountain Village | 135712.6421 | 62.0856 | -163.7294 | 857 | N | 518 | 518 | 518 | 518 | 518 | 0.73404 | 0.034926
Goodnews Bay | 27292.6521 | 59.1189 | -161.5875 | 259 | N | 511 | 707 | 756 | 911 | 1224 | 0.68557 | 0.031876
Chignik Lagoon | 25461.5944 | 56.31 | -158.5314 | 72 | N | 505 | 1171 | 1494 | 1171 | 1801 | 0.64846 | 0.029512
Manokotak | 49298.2331 | 58.9814 | -159.0583 | 500 | N | 493 | 493 | 620 | 786 | 804 | 0.68358 | 0.03175
Brevig Mission | 76735.1086 | 65.3347 | -166.4892 | 411 | N | 491 | 992 | 1187 | 1187 | 1187 | 0.80215 | 0.039157
Pitkas Point | 28438.691 | 62.0328 | -163.2878 | 117 | N | 482 | 482 | 482 | 482 | 482 | 0.73307 | 0.034866
Excursion Inlet | 4888.9372 | 58.4214 | -135.4367 | 9 | N | 474 | 799 | 963 | 963 | 963 | 0.67566 | 0.031247
Savoonga | 134444.8922 | 63.6942 | -170.4789 | 718 | N | 470 | 489 | 492 | 588 | 813 | 0.76544 | 0.036885
Port Heiden | 25568.6444 | 56.9484 | -158.629 | 114 | N | 469 | 551 | 590 | 592 | 592 | 0.65627 | 0.030011
Newhalen | 25233.8796 | 59.72 | -154.8972 | 207 | N | 465 | 516 | 529 | 556 | 537 | 0.69454 | 0.032443
Newtok | 67793.2257 | 60.9428 | -164.6294 | 380 | N | 464 | 472 | 512 | 515 | 515 | 0.71406 | 0.033673
Stebbins | 229675.914 | 63.5222 | -162.2881 | 608 | N | 455 | 455 | 455 | 455 | 455 | 0.76189 | 0.036663
Steele Creek | 1557334.2 | 63.5222 | -162.2881 | 6819 | N | 455 | 455 | 455 | 455 | 455 | 0.76189 | 0.036663
Egegik | 28497.9723 | 58.2156 | -157.3758 | 106 | N | 448 | 453 | 495 | 495 | 495 | 0.67282 | 0.031067
Kipnuk | 73735.9862 | 59.9389 | -164.0414 | 643 | N | 444 | 483 | 518 | 539 | 577 | 0.6979 | 0.032655
Cordova | 711343.5238 | 60.5428 | -145.7575 | 2286 | N | 438 | 798 | 1081 | 1671 | 1671 | 0.70747 | 0.033259
Mosquito Lake | 60975.6874 | 59.4735 | -136.1467 | 262 | N | 432 | 520 | 588 | 588 | 588 | 0.69081 | 0.032208
Elim | 105582.0799 | 64.6175 | -162.2606 | 350 | N | 431 | 431 | 431 | 519 | 519 | 0.78546 | 0.038126
Chevak | 73893.0915 | 61.5278 | -165.5864 | 989 | N | 427 | 443 | 449 | 449 | 460 | 0.72406 | 0.034302
Chefornak | 52634.7544 | 60.16 | -164.2658 | 420 | N | 415 | 429 | 444 | 468 | 548 | 0.70135 | 0.032873
Ferry | 11019.8 | 64.0371 | -148.9445 | 25 | Y | 656 | 755 | 763 | 763 | 763 | 0.7727 | 0.037335
Chickaloon | 58133 | 61.7967 | -148.4628 | 232 | Y | 119 | 135 | 366 | 754 | 874 | 0.72882 | 0.034599
Chena Ridge | 1407345.8 | 60.16 | -164.2658 | 6160 | N | 415 | 429 | 444 | 468 | 548 | 0.70135 | 0.032873
Red Dog Mine | 75658.2 | 68.0718 | -162.8909 | 309 | N | 414 | 719 | 748 | 1091 | 1091 | 0.87682 | 0.043737
Butte | 783266.6 | 61.5422 | -149.0333 | 3418 | Y | 247 | 247 | 247 | 742 | 886 | 0.72431 | 0.034317
Port Alexander | 15571.8 | 56.2497 | -134.6444 | 45 | N | 413 | 766 | 766 | 904 | 904 | 0.64775 | 0.029466
Quinhagak | 52788.8815 | 59.7489 | -161.9158 | 724 | N | 406 | 406 | 406 | 406 | 406 | 0.69498 | 0.032471
Point Lay | 48346.2 | 69.7359 | -163.0118 | 189 | N | 401 | 442 | 472 | 476 | 476 | 0.93292 | 0.047146
Ouzinkie | 34836.2547 | 57.9236 | -152.5022 | 171 | N | 395 | 523 | 918 | 918 | 1130 | 0.66888 | 0.030816
Kasigluk | 102140.2273 | 60.8951 | -162.518 | 600 | N | 390 | 429 | 451 | 481 | 534 | 0.71326 | 0.033623
Pilot Point | 18897.6815 | 57.5642 | -157.5792 | 78 | N | 389 | 389 | 389 | 459 | 470 | 0.66413 | 0.030513
Aleneva | 10109.4 | 58.0142 | -152.9094 | 21 | N | 387 | 842 | 920 | 920 | 920 | 0.67009 | 0.030893
Chenega Bay | 18303 | 60.0657 | -148.0104 | 57 | N | 387 | 490 | 490 | 490 | 536 | 0.69987 | 0.03278
Kivalina | 93860.5315 | 67.7269 | -164.5333 | 411 | N | 387 | 399 | 402 | 404 | 414 | 0.86631 | 0.043096
Shishmaref | 143802.8114 | 66.2567 | -166.0719 | 607 | N | 386 | 399 | 409 | 409 | 409 | 0.82522 | 0.040578
Twin Hills | 25539.0474 | 59.0792 | -160.275 | 87 | N | 384 | 384 | 384 | 354 | 404 | 0.685 | 0.031839
Nunapitchuk | 82982.8088 | 60.8969 | -162.4568 | 563 | N | 383 | 420 | 485 | 510 | 511 | 0.71329 | 0.033625
Seldovia Village | 44021.8 | 59.4426 | -151.7077 | 170 | Y | 438 | 704 | 437 | 623 | 450 | 0.69035 | 0.032178
Teller | 68336.1656 | 65.2636 | -166.3608 | 256 | N | 380 | 408 | 456 | 535 | 535 | 0.80044 | 0.039052
Atmautluak | 48346.4275 | 60.8669 | -162.2731 | 319 | N | 378 | 387 | 399 | 450 | 497 | 0.71279 | 0.033594
Perryville | 27957.9751 | 55.9128 | -159.1456 | 101 | N | 372 | 372 | 491 | 860 | 1032 | 0.64378 | 0.029212
Haines | 667823.0632 | 59.2358 | -135.445 | 1805 | N | 368 | 541 | 564 | 856 | 856 | 0.68729 | 0.031984
Nunam Iqua | 26158.4737 | 62.5336 | -164.8411 | 181 | N | 366 | 367 | 367 | 391 | 414 | 0.74238 | 0.035448
Clark's Point | 16254.6 | 58.8442 | -158.5508 | 48 | N | 364 | 380 | 380 | 446 | 446 | 0.68161 | 0.031625
Crooked Creek | 26587.7386 | 61.87 | -158.1108 | 105 | N | 361 | 376 | 376 | 376 | 376 | 0.73013 | 0.034682
Lazy Mountain | 362206.6 | 61.6478 | -148.9636 | 1568 | Y | 328 | 564 | 564 | 579 | 1028 | 0.72617 | 0.034434
Iliamna | 60774.0032 | 59.7547 | -154.9061 | 97 | N | 359 | 452 | 529 | 556 | 607 | 0.69507 | 0.032476
Unalakleet | 200335.3168 | 63.8731 | -160.7881 | 744 | N | 354 | 437 | 525 | 589 | 589 | 0.7692 | 0.037118
Saint Michael | 51752.2023 | 63.4781 | -162.0392 | 418 | N | 348 | 356 | 356 | 395 | 428 | 0.76098 | 0.036607
Marshall | 91581.9949 | 61.8778 | -162.0811 | 444 | N | 344 | 389 | 463 | 694 | 897 | 0.73027 | 0.034691
Saint Mary's | 148452.7449 | 62.0531 | -163.1658 | 550 | N | 344 | 364 | 443 | 443 | 515 | 0.73344 | 0.034889
Pilot Station | 118367.3691 | 61.9389 | -162.875 | 634 | N | 339 | 371 | 371 | 405 | 405 | 0.73137 | 0.03476
Barrow | 1022474.2 | 71.2906 | -156.7886 | 4469 | N | 333 | 359 | 363 | 378 | 402 | 0.99503 | 0.050894
Golovin | 55289.9365 | 64.5433 | -163.0292 | 171 | N | 326 | 326 | 360 | 635 | 635 | 0.78379 | 0.038023
Prudhoe Bay | 500132.2 | 70.2553 | -148.3372 | 2174 | N | 325 | 357 | 378 | 384 | 406 | 0.95252 | 0.048331
Shaktoolik | 55181.9082 | 64.3339 | -161.1539 | 282 | N | 323 | 324 | 345 | 348 | 354 | 0.77914 | 0.037735
Fishhook | 1218665.4 | 61.7562 | -149.2247 | 5331 | Y | 189 | 507 | 507 | 532 | 726 | 0.72809 | 0.034554
Wainwright | 131192.6 | 70.6369 | -160.0383 | 553 | N | 323 | 325 | 336 | 346 | 348 | 0.96763 | 0.049244
Kotzebue | 1102701.2664 | 66.8983 | -162.5959 | 3153 | N | 318 | 330 | 334 | 389 | 450 | 0.84245 | 0.041636
Tuntutuliak | 49940.3772 | 60.3431 | -162.6631 | 437 | N | 315 | 331 | 368 | 416 | 456 | 0.70426 | 0.033056
Naknek | 152436.9008 | 58.7283 | -157.0139 | 523 | N | 313 | 342 | 350 | 363 | 363 | 0.67996 | 0.03152
Deering | 22291.8571 | 66.075 | -162.7127 | 152 | N | 312 | 397 | 397 | 397 | 397 | 0.82052 | 0.040289
Nome | 1130592.2197 | 64.5011 | -165.4064 | 3721 | N | 305 | 346 | 346 | 502 | 577 | 0.78285 | 0.037964
Buffalo Soapstone | 204707.4 | 61.7178 | -149.0984 | 876 | Y | 199 | 282 | 467 | 507 | 622 | 0.72741 | 0.034511
Skagway | 240562.0482 | 59.4583 | -135.3139 | 967 | N | 304 | 459 | 1193 | 1421 | 1449 | 0.69059 | 0.032193
Eek | 20425.0538 | 60.2189 | -162.0244 | 349 | N | 304 | 316 | 324 | 335 | 354 | 0.70228 | 0.032932
Dillingham | 686643.8766 | 59.0397 | -158.4575 | 2431 | N | 303 | 303 | 303 | 303 | 303 | 0.68442 | 0.031803
Napakiak | 53694.1922 | 60.6967 | -161.9519 | 387 | N | 293 | 372 | 402 | 403 | 425 | 0.70998 | 0.033417
Togiak | 105052.2915 | 59.0619 | -160.3764 | 876 | N | 291 | 304 | 317 | 477 | 630 | 0.68475 | 0.031823
South Naknek | 32800.13 | 58.7156 | -156.9981 | 84 | N | 288 | 291 | 319 | 311 | 363 | 0.67978 | 0.031509
Fort Greely | 110708.6 | 63.8567 | -145.8524 | 463 | Y | 230 | 308 | 415 | 479 | 600 | 0.76885 | 0.037096
South Van Horn | 133923.8 | 58.7156 | -156.9981 | 565 | N | 288 | 291 | 319 | 311 | 363 | 0.67978 | 0.031509
Knik River | 177395.4 | 61.471 | -148.8606 | 756 | Y | 53 | 112 | 290 | 478 | 478 | 0.72307 | 0.034239
Igiugig | 24206.2808 | 59.3278 | -155.8947 | 53 | N | 281 | 344 | 378 | 398 | 410 | 0.68864 | 0.03207
Port Alsworth | 31621.5743 | 60.2025 | -154.3128 | 179 | N | 280 | 322 | 600 | 1026 | 1426 | 0.70202 | 0.032916
Minto | 33366.3755 | 65.1533 | -149.3369 | 205 | N | 273 | 281 | 285 | 349 | 528 | 0.79783 | 0.038891
Pelican | 42664.0481 | 57.9608 | -136.2275 | 75 | N | 269 | 1023 | 1119 | 1119 | 1119 | 0.66938 | 0.030848
Bethel | 1617592.5479 | 60.7922 | -161.7558 | 6241 | N | 269 | 298 | 314 | 342 | 374 | 0.71155 | 0.033516
Kasaan | 9823.3954 | 55.5401 | -132.4022 | 75 | N | 265 | 505 | 560 | 560 | 560 | 0.63949 | 0.028936
Kupreanof | 12807.4711 | 56.8144 | -132.9806 | 25 | N | 261 | 599 | 599 | 748 | 748 | 0.6546 | 0.029905
Nuiqsut | 106384.2 | 70.2175 | -150.9764 | 444 | N | 261 | 270 | 283 | 290 | 299 | 0.95105 | 0.048243
Cantwell | 46753 | 63.3917 | -148.9508 | 182 | Y | 84 | 256 | 419 | 468 | 610 | 0.75922 | 0.036497
Alakanuk | 86409.4826 | 62.6889 | -164.6153 | 730 | N | 261 | 263 | 263 | 274 | 276 | 0.74534 | 0.035632
Ugashik | 8743.8 | 57.5131 | -157.3975 | 15 | N | 260 | 283 | 293 | 298 | 301 | 0.66346 | 0.030471
Edna Bay | 15799.4 | 55.9489 | -133.6622 | 46 | N | 259 | 343 | 343 | 343 | 343 | 0.6442 | 0.029239
Portage Creek | 5557.4 | 58.9002 | -157.6615 | 1 | N | 257 | 267 | 281 | 306 | 316 | 0.68241 | 0.031675
Kotlik | 82166.5517 | 63.0342 | -163.5533 | 653 | N | 254 | 277 | 313 | 352 | 397 | 0.75206 | 0.036052
New Stuyahok | 78008.9654 | 59.4528 | -157.3119 | 499 | N | 250 | 266 | 266 | 313 | 313 | 0.6905 | 0.032188
Craig | 218249.391 | 55.4764 | -133.1483 | 1198 | N | 249 | 496 | 885 | 888 | 888 | 0.63877 | 0.02889
Eagle Village | 17519.7237 | 64.7806 | -141.1136 | 65 | N | 247 | 299 | 299 | 299 | 299 | 0.78916 | 0.038355
Atqasuk | 57450.2 | 70.4694 | -157.3958 | 229 | N | 247 | 247 | 259 | 261 | 261 | 0.96092 | 0.048839
Port Lions | 44595.4667 | 57.8675 | -152.8822 | 176 | N | 246 | 407 | 897 | 897 | 897 | 0.66813 | 0.030768
Hoonah | 178308.8719 | 58.11 | -135.4436 | 787 | N | 245 | 291 | 291 | 294 | 348 | 0.67139 | 0.030976
Oscarville | 17663.6647 | 60.7228 | -161.77 | 53 | N | 243 | 265 | 322 | 352 | 374 | 0.71041 | 0.033444
Four Mile Road | 12385.4 | 64.6003 | -149.1179 | 31 | Y | 181 | 415 | 415 | 415 | 415 | 0.78507 | 0.038102
Nenana | 95459.4 | 64.5639 | -149.0931 | 396 | Y | 346 | 323 | 261 | 415 | 162 | 0.78426 | 0.038051
Napaskiak | 54957.5418 | 60.7081 | -161.7661 | 451 | N | 243 | 245 | 271 | 331 | 374 | 0.71017 | 0.033429
Koyuk | 77167.9675 | 64.9319 | -161.1569 | 321 | N | 242 | 260 | 292 | 309 | 309 | 0.79265 | 0.038571
King Salmon | 117064.2086 | 58.6883 | -156.6614 | 335 | N | 237 | 245 | 245 | 253 | 253 | 0.67939 | 0.031484
Akiachak | 106706.2769 | 60.9094 | -161.4314 | 671 | N | 225 | 232 | 235 | 247 | 283 | 0.7135 | 0.033638
Levelock | 19512.9765 | 59.115 | -156.8567 | 80 | N | 224 | 224 | 240 | 242 | 242 | 0.68552 | 0.031872
Kwethluk | 133473.9016 | 60.8122 | -161.4358 | 800 | N | 223 | 238 | 280 | 298 | 298 | 0.71188 | 0.033537
Emmonak | 147032.5325 | 62.7778 | -164.5231 | 841 | N | 223 | 242 | 256 | 262 | 265 | 0.74705 | 0.035739
Selawik | 719855.9072 | 66.6039 | -160.0069 | 876 | N | 222 | 234 | 253 | 253 | 253 | 0.83442 | 0.041143
Koliganek | 42846.5505 | 59.7286 | -157.2844 | 231 | N | 218 | 228 | 231 | 239 | 241 | 0.69467 | 0.032451
Susitna | 9199 | 61.4167 | -150.5992 | 17 | Y | 230 | 374 | 374 | 403 | 664 | 0.72213 | 0.03418
Susitna North | 319190.2 | 61.4167 | -150.5992 | 1379 | Y | 230 | 374 | 374 | 403 | 664 | 0.72213 | 0.03418
Port Protection | 18075.4 | 56.3219 | -133.6094 | 56 | N | 213 | 202 | 261 | 336 | 551 | 0.64861 | 0.029521
Healy Lake | 6543.1031 | 64.0269 | -144.6616 | 7 | N | 207 | 247 | 326 | 500 | 500 | 0.77248 | 0.037321
Coffman Cove | 31761.1014 | 56.0139 | -132.8278 | 174 | N | 207 | 266 | 266 | 279 | 455 | 0.64496 | 0.029287
Point Baker | 8288.6 | 56.3528 | -133.6211 | 13 | N | 202 | 202 | 261 | 366 | 366 | 0.64898 | 0.029545
Ekwok | 28551.581 | 59.3497 | -157.4753 | 119 | N | 202 | 219 | 246 | 253 | 274 | 0.68897 | 0.032091
Hydaburg | 44685.6308 | 55.2081 | -132.8267 | 405 | N | 200 | 344 | 397 | 407 | 590 | 0.63577 | 0.028697
Ketchikan | 1353283.7696 | 55.3422 | -131.6461 | 8314 | N | 199 | 738 | 1145 | 1145 | 1145 | 0.63726 | 0.028793
Sitka | 1152502.7338 | 57.0531 | -135.33 | 9061 | N | 199 | 612 | 641 | 937 | 937 | 0.65758 | 0.030095
Whitestone Logging Camp | 5329.8 | 58.0574 | -135.4056 | 0 | N | 198 | 476 | 527 | 476 | 486 | 0.67068 | 0.03093
Gustavus | 81185.9854 | 58.4133 | -135.7369 | 516 | N | 198 | 224 | 266 | 276 | 278 | 0.67554 | 0.03124
Harding-Birch Lakes | 77934.2 | 64.3694 | -146.5994 | 319 | Y | 377 | 377 | 377 | 377 | 386 | 0.77993 | 0.037783
Fritz Creek | 465992.2 | 59.7484 | -151.2778 | 2024 | Y | 250 | 315 | 377 | 377 | 377 | 0.69497 | 0.03247
Nikolaevsk | 66781.8 | 59.8119 | -151.6106 | 270 | Y | 277 | 318 | 349 | 377 | 377 | 0.69594 | 0.032532
Flat | 5329.8 | 62.4536 | -158.0075 | 0 | N | 197 | 331 | 465 | 559 | 559 | 0.74086 | 0.035353
Nikiski | 1064125 | 60.7161 | -151.3407 | 4652 | Y | 244 | 318 | 366 | 366 | 366 | 0.7103 | 0.033437
Whale Pass | 6959.0231 | 56.1153 | -133.1208 | 39 | N | 197 | 197 | 234 | 329 | 329 | 0.64615 | 0.029364
Tatitlek | 27192.11 | 60.8647 | -146.6786 | 98 | N | 195 | 441 | 979 | 979 | 979 | 0.71276 | 0.033591
Tyonek | 44932.2 | 61.0681 | -151.1369 | 174 | Y | 276 | 340 | 340 | 359 | 359 | 0.71616 | 0.033806
Tanaina | 2023914.2 | 61.6638 | -149.4311 | 8869 | Y | 145 | 180 | 265 | 359 | 430 | 0.72645 | 0.034452
Saxman | 100694.2 | 55.3183 | -131.5958 | 419 | N | 195 | 989 | 650 | 478 | 586 | 0.637 | 0.028776
Valdez | 1257089.8875 | 61.1308 | -146.3483 | 4032 | N | 194 | 858 | 1858 | 1918 | 2102 | 0.71722 | 0.033872
Larsen Bay | 54339.217 | 57.5385 | -153.9784 | 71 | N | 194 | 687 | 818 | 936 | 1012 | 0.6638 | 0.030492
Shungnak | 59794.4657 | 66.8881 | -157.1364 | 308 | N | 187 | 193 | 216 | 238 | 254 | 0.84217 | 0.041619
Akiak | 86971.2977 | 60.9122 | -161.2139 | 389 | N | 184 | 198 | 212 | 259 | 259 | 0.71355 | 0.033641
Manley Hot Springs | 29331.4578 | 65.0011 | -150.6339 | 117 | N | 182 | 347 | 475 | 612 | 612 | 0.79426 | 0.03867
Naukati Bay | 20499.6053 | 55.8808 | -133.195 | 121 | N | 181 | 203 | 203 | 203 | 206 | 0.64341 | 0.029188
Lutak | 11368.798 | 59.3827 | -135.6429 | 78 | N | 178 | 673 | 824 | 859 | 859 | 0.68946 | 0.032122
Metlakatla | 140238.8938 | 55.1296 | -131.575 | 1480 | N | 178 | 352 | 765 | 765 | 765 | 0.6349 | 0.028641
White Mountain | 52832.9943 | 64.6814 | -163.4056 | 203 | N | 175 | 185 | 245 | 254 | 254 | 0.78691 | 0.038215
Whitestone | 27862.2 | 64.6814 | -163.4056 | 99 | N | 175 | 185 | 245 | 254 | 254 | 0.78691 | 0.038215
Dot Lake | 11865.1449 | 63.5852 | -144.1699 | 11 | N | 173 | 460 | 518 | 518 | 518 | 0.76318 | 0.036744
Aleknagik | 28223.2134 | 59.2731 | -158.6178 | 197 | N | 168 | 352 | 658 | 658 | 669 | 0.68783 | 0.032019
Nondalton | 21886.8043 | 59.9719 | -154.8478 | 164 | N | 165 | 509 | 613 | 822 | 910 | 0.69841 | 0.032688
Diamond Ridge | 272532.2 | 59.699 | -151.5607 | 1174 | Y | 271 | 289 | 289 | 334 | 372 | 0.69422 | 0.032423
Buckland | 77579.3671 | 65.9797 | -161.1231 | 482 | N | 165 | 210 | 241 | 290 | 352 | 0.81808 | 0.040139
Homer | 1165862.2 | 59.6425 | -151.5483 | 5099 | Y | 215 | 314 | 334 | 333 | 372 | 0.69336 | 0.032369
Game Creek | 9426.6 | 58.0581 | -135.5148 | 18 | N | 161 | 265 | 390 | 476 | 527 | 0.67068 | 0.030931
Thorne Bay | 36524.9275 | 55.6878 | -132.5222 | 530 | N | 159 | 159 | 189 | 189 | 200 | 0.64118 | 0.029045
Kachemak | 110025.8 | 59.67 | -151.4342 | 460 | Y | 223 | 328 | 328 | 328 | 240 | 0.69377 | 0.032395
Farm Loop | 250910.2 | 61.6356 | -149.1388 | 1079 | Y | 326 | 326 | 342 | 326 | 326 | 0.72596 | 0.03442
Farmers Loop | 1132632.6 | 61.6356 | -149.1388 | 4953 | Y | 326 | 326 | 342 | 326 | 326 | 0.72596 | 0.03442
Palmer | 1382992.6 | 61.5997 | -149.1128 | 6053 | Y | 211 | 208 | 173 | 326 | 326 | 0.72532 | 0.034381
Hobart Bay | 5557.4 | 57.4358 | -133.3406 | 1 | N | 158 | 284 | 339 | 339 | 340 | 0.66246 | 0.030407
Chuathbaluk | 29480.7141 | 61.5719 | -159.245 | 134 | N | 157 | 174 | 276 | 409 | 891 | 0.72484 | 0.03435
Anchor Point | 473958.2 | 59.7767 | -151.8314 | 2059 | Y | 270 | 317 | 317 | 317 | 317 | 0.6954 | 0.032498
Hollis | 26724.2 | 55.4839 | -132.6675 | 94 | N | 156 | 308 | 495 | 564 | 564 | 0.63886 | 0.028896
Yakutat | 224057.714 | 59.5469 | -139.7272 | 631 | N | 154 | 168 | 206 | 227 | 244 | 0.69191 | 0.032277
Tuluksak | 47846.8548 | 61.1025 | -160.9617 | 372 | N | 154 | 164 | 185 | 199 | 230 | 0.71674 | 0.033842
Noorvik | 120355.5094 | 66.8383 | -161.0328 | 639 | N | 154 | 163 | 183 | 183 | 225 | 0.8408 | 0.041535
Holy Cross | 45505.2471 | 62.1994 | -159.7714 | 177 | N | 150 | 150 | 160 | 160 | 160 | 0.73613 | 0.035057
Salcha | 244992.6 | 64.5295 | -146.8647 | 1053 | Y | 112 | 150 | 197 | 306 | 340 | 0.78349 | 0.038004
Klawock | 56317.9162 | 55.5522 | -133.0958 | 802 | N | 149 | 286 | 314 | 431 | 643 | 0.63963 | 0.028945
Tanana | 33983.9312 | 65.1719 | -152.0789 | 229 | N | 149 | 208 | 341 | 341 | 341 | 0.79827 | 0.038918
Noatak | 104253.0179 | 67.5711 | -162.9653 | 556 | N | 149 | 149 | 160 | 175 | 201 | 0.86168 | 0.042813
Livengood | 8061 | 65.5244 | -148.5447 | 12 | N | 143 | 238 | 337 | 394 | 446 | 0.80674 | 0.039441
Loring | 6012.6 | 65.5244 | -148.5447 | 3 | N | 143 | 238 | 337 | 394 | 446 | 0.80674 | 0.039441
Rampart | 10109.4 | 65.505 | -150.17 | 21 | N | 142 | 179 | 214 | 237 | 292 | 0.80627 | 0.039411
Anaktuvuk Pass | 79072.2 | 68.1433 | -151.7358 | 324 | N | 140 | 588 | 1104 | 1122 | 1365 | 0.87904 | 0.043873
Eagle | 31506.4805 | 64.7881 | -141.2 | 81 | N | 140 | 169 | 198 | 299 | 299 | 0.78934 | 0.038366
Anvik | 22022.5149 | 62.6561 | -160.2067 | 79 | N | 140 | 150 | 150 | 150 | 176 | 0.74471 | 0.035593
Venetie | 28590.2508 | 67.0139 | -146.4186 | 186 | N | 139 | 146 | 146 | 146 | 146 | 0.84567 | 0.041833
Ninilchik | 198107 | 60.0514 | -151.6689 | 847 | Y | 251 | 274 | 287 | 287 | 287 | 0.69965 | 0.032766
Ruby | 44140.4367 | 64.7394 | -155.4869 | 186 | N | 137 | 178 | 178 | 210 | 217 | 0.78822 | 0.038297
Beaver | 16281.088 | 66.3594 | -147.3964 | 58 | N | 134 | 138 | 145 | 148 | 148 | 0.82791 | 0.040743
Kake | 81076.0188 | 56.9758 | -133.9472 | 626 | N | 133 | 198 | 251 | 281 | 481 | 0.65661 | 0.030033
Anchorage | 68410282.2 | 61.2181 | -149.9003 | 300549 | Y | 176 | 181 | 232 | 280 | 280 | 0.71871 | 0.033966
Russian Mission | 92878.0611 | 61.785 | -161.3203 | 325 | N | 131 | 132 | 132 | 201 | 253 | 0.72861 | 0.034586
Angoon | 31277.1277 | 57.5033 | -134.5839 | 416 | N | 129 | 190 | 228 | 280 | 280 | 0.66334 | 0.030463
Sleetmute | 18965.6958 | 61.7025 | -157.1697 | 99 | N | 127 | 132 | 132 | 167 | 199 | 0.72714 | 0.034494
Grayling | 30533.9371 | 62.9036 | -160.0647 | 191 | N | 126 | 172 | 175 | 261 | 434 | 0.74949 | 0.035892
Ester | 584799.4 | 64.8472 | -148.0144 | 2546 | Y | 114 | 189 | 265 | 265 | 265 | 0.79069 | 0.03845
Eureka Roadhouse | 13978.6 | 64.8472 | -148.0144 | 38 | Y | 114 | 189 | 265 | 265 | 265 | 0.79069 | 0.03845
Chistochina | 24369.0376 | 62.565 | -144.6647 | 94 | N | 125 | 141 | 171 | 171 | 171 | 0.74297 | 0.035485
Lakes | 2050543.4 | 61.607 | -149.3055 | 8986 | Y | 246 | 261 | 264 | 261 | 252 | 0.72545 | 0.034389
Salamatof | 260241.8 | 60.6189 | -151.3425 | 1120 | Y | 239 | 260 | 261 | 261 | 260 | 0.70871 | 0.033337
Gateway | 1478357 | 61.5736 | -149.2585 | 6472 | Y | 217 | 240 | 261 | 261 | 251 | 0.72486 | 0.034352
Slana | 42610.027 | 62.7069 | -143.9611 | 149 | N | 124 | 180 | 449 | 607 | 759 | 0.74568 | 0.035654
Copper Center | 112674.3374 | 61.955 | -145.3053 | 283 | N | 123 | 125 | 150 | 150 | 150 | 0.73166 | 0.034778
Kiana | 89153.9629 | 66.975 | -160.4228 | 403 | N | 121 | 168 | 229 | 321 | 390 | 0.84459 | 0.041767
Tenakee Springs | 35591.8099 | 57.7808 | -135.2189 | 128 | N | 120 | 425 | 672 | 694 | 694 | 0.66698 | 0.030695
Fort Yukon | 176101.9971 | 66.5647 | -145.2739 | 576 | N | 120 | 120 | 122 | 127 | 129 | 0.83337 | 0.041079
Tazlina | 60812.4647 | 62.0508 | -145.4359 | 270 | N | 117 | 131 | 125 | 120 | 131 | 0.7334 | 0.034887
Shageluk | 31617.7335 | 62.6822 | -159.5619 | 79 | N | 114 | 122 | 157 | 212 | 283 | 0.74521 | 0.035625
Wrangell | 539719.47 | 56.4708 | -132.3767 | 2406 | N | 111 | 224 | 241 | 284 | 843 | 0.6504 | 0.029636
Point MacKenzie | 466447.4 | 61.3377 | -150.0446 | 2026 | Y | 224 | 226 | 232 | 253 | 296 | 0.72076 | 0.034094
Point Possession | 6012.6 | 61.3377 | -150.0446 | 3 | Y | 224 | 226 | 232 | 253 | 296 | 0.72076 | 0.034094
Petersville | 6012.6 | 62.4964 | -150.7656 | 3 | Y | 119 | 165 | 215 | 249 | 458 | 0.74167 | 0.035404
Pleasant Valley | 174891.8 | 64.89 | -146.8875 | 745 | Y | 180 | 189 | 248 | 248 | 248 | 0.79168 | 0.038511
Kobuk | 28947.2395 | 66.9086 | -156.881 | 152 | N | 110 | 126 | 176 | 347 | 582 | 0.84274 | 0.041654
Silver Springs | 31959 | 62.0179 | -145.345 | 117 | N | 110 | 110 | 111 | 118 | 151 | 0.7328 | 0.034849
Fox River | 151904.2 | 59.8616 | -151.0197 | 644 | Y | 181 | 188 | 240 | 240 | 417 | 0.69671 | 0.03258
Gulkana | 31305.9088 | 62.2714 | -145.3822 | 114 | N | 107 | 107 | 106 | 103 | 111 | 0.73746 | 0.03514
Tetlin | 20192.1224 | 63.1372 | -142.5161 | 131 | N | 106 | 161 | 228 | 231 | 231 | 0.7541 | 0.036179
Lake Minchumina | 7605.8 | 63.8828 | -152.3122 | 10 | N | 106 | 117 | 117 | 170 | 170 | 0.76941 | 0.037131
Happy Valley | 134151.4 | 59.9358 | -151.7372 | 566 | Y | 196 | 220 | 234 | 234 | 261 | 0.69785 | 0.032652
Chitina | 35514.0755 | 61.5158 | -144.4369 | 116 | N | 102 | 203 | 325 | 325 | 385 | 0.72385 | 0.034288
Beluga | 9199 | 61.1719 | -151.1683 | 17 | Y | 186 | 192 | 202 | 228 | 228 | 0.71792 | 0.033916
Evansville | 12462.6846 | 66.9249 | -151.5061 | 8 | N | 102 | 179 | 150 | 179 | 185 | 0.84319 | 0.041681
Fox | 105473.8 | 64.9581 | -147.6183 | 440 | Y | 130 | 207 | 217 | 226 | 226 | 0.79325 | 0.038608
Kenai | 1636539 | 60.5544 | -151.2583 | 7167 | Y | 199 | 211 | 216 | 216 | 222 | 0.70766 | 0.033271
Wasilla | 1888719.8 | 61.5814 | -149.4394 | 8275 | Y | 252 | 252 | 209 | 214 | 252 | 0.725 | 0.03436
Meadow Lakes | 1902603.4 | 61.6158 | -149.5825 | 8336 | Y | 177 | 177 | 209 | 214 | 218 | 0.72561 | 0.034398
Big Delta | 126868.2 | 64.1525 | -145.8422 | 534 | Y | 183 | 213 | 213 | 213 | 213 | 0.77518 | 0.037489
Cohoe | 322604.2 | 60.368 | -151.3086 | 1394 | Y | 156 | 212 | 212 | 212 | 212 | 0.70466 | 0.033082
Gakona | 58520.9059 | 62.3019 | -145.3019 | 205 | N | 101 | 107 | 109 | 111 | 111 | 0.73803 | 0.035176
Kasilof | 135972.2 | 60.3369 | -151.2766 | 574 | Y | 109 | 117 | 121 | 212 | 212 | 0.70416 | 0.03305
Bettles | 13537.4644 | 66.9179 | -151.5151 | 13 | N | 99 | 127 | 179 | 179 | 252 | 0.843 | 0.041669
Glacier View | 61547 | 61.9486 | -147.2264 | 247 | Y | 205 | 205 | 205 | 205 | 221 | 0.73155 | 0.034771
Lower Kalskag | 69285.4 | 61.5122 | -160.3581 | 281 | N | 98 | 124 | 269 | 410 | 410 | 0.72379 | 0.034284
Knik-Fairview | 3896607 | 61.5408 | -149.5937 | 17097 | Y | 174 | 182 | 197 | 202 | 215 | 0.72429 | 0.034316
Chalkyitsik | 17293.4963 | 66.6544 | -143.7222 | 77 | N | 98 | 98 | 104 | 109 | 109 | 0.83578 | 0.041227
Covenant Life | 18048.6351 | 59.3991 | -136.0783 | 71 | N | 97 | 120 | 243 | 412 | 465 | 0.6897 | 0.032137
Chase | 14661.4 | 62.4561 | -150.1153 | 41 | Y | 95 | 121 | 190 | 192 | 286 | 0.74091 | 0.035356
Klukwan | 10153.8406 | 59.3996 | -135.8933 | 84 | N | 95 | 372 | 460 | 476 | 476 | 0.68971 | 0.032138
Lime Village | 8522.5747 | 61.3564 | -155.4356 | 29 | N | 94 | 105 | 248 | 686 | 686 | 0.72108 | 0.034115
Glennallen | 178448.4155 | 62.1092 | -145.5464 | 473 | N | 94 | 99 | 125 | 131 | 131 | 0.73447 | 0.034953
Delta Junction | 253186.2 | 64.0378 | -145.7322 | 1089 | Y | 166 | 182 | 182 | 182 | 185 | 0.77271 | 0.037336
Goldstream | 844946.2 | 62.1092 | -145.5464 | 3689 | N | 94 | 99 | 125 | 131 | 131 | 0.73447 | 0.034953
Tok | 464580.5726 | 63.3367 | -142.9856 | 1246 | N | 93 | 100 | 101 | 101 | 108 | 0.7581 | 0.036428
Clam Gulch | 46980.6 | 60.2311 | -151.3936 | 183 | Y | 150 | 178 | 178 | 178 | 178 | 0.70248 | 0.032944
Huslia | 39985.1472 | 65.6986 | -156.3997 | 338 | N | 93 | 93 | 96 | 101 | 101 | 0.81102 | 0.039705
Aniak | 146947.3884 | 61.5783 | -159.5222 | 533 | N | 92 | 111 | 230 | 290 | 290 | 0.72495 | 0.034357
Takotna | 20191.3424 | 62.9886 | -156.0642 | 62 | N | 89 | 120 | 235 | 438 | 544 | 0.75116 | 0.035996
Willow Creek | 47663.4 | 61.8197 | -145.2122 | 186 | N | 87 | 155 | 259 | 282 | 282 | 0.72923 | 0.034625
Hughes | 1053.7681 | 66.0489 | -154.2556 | 86 | N | 84 | 107 | 127 | 160 | 367 | 0.81985 | 0.040248
Stony River | 30628.9269 | 61.7831 | -156.5881 | 34 | N | 81 | 83 | 134 | 138 | 198 | 0.72857 | 0.034584
Nikolai | 30183.9939 | 63.0133 | -154.375 | 83 | N | 81 | 85 | 90 | 96 | 102 | 0.75165 | 0.036026
Alatna | 7761.1256 | 66.5669 | -152.6664 | 21 | N | 81 | 81 | 90 | 91 | 103 | 0.83342 | 0.041082
Hyder | 26041.4 | 55.9169 | -130.0247 | 91 | N | 80 | 240 | 279 | 334 | 481 | 0.64383 | 0.029215
Deltana | 517202.2 | 63.8537 | -145.2231 | 2249 | Y | 83 | 102 | 133 | 157 | 395 | 0.76879 | 0.037093
Kalifornsky | 1926501.4 | 60.4183 | -151.29 | 8441 | Y | 144 | 146 | 152 | 152 | 152 | 0.70546 | 0.033132
Kalskag | 57905.4 | 60.4183 | -151.29 | 231 | Y | 144 | 146 | 152 | 152 | 152 | 0.70546 | 0.033132
Ambler | 66474.68 | 67.0861 | -157.8514 | 274 | N | 79 | 94 | 104 | 136 | 161 | 0.8477 | 0.041957
Nulato | 56647.6687 | 64.7194 | -158.1031 | 246 | N | 77 | 100 | 112 | 124 | 133 | 0.78777 | 0.038269
Fairbanks | 7225029.4 | 64.8378 | -147.7164 | 31721 | Y | 77 | 63 | 150 | 150 | 133 | 0.79048 | 0.038436
Arctic Village | 46106.8308 | 68.1269 | -145.5378 | 192 | N | 76 | 86 | 148 | 642 | 661 | 0.87853 | 0.043841
Nelchina | 19896.2 | 61.9905 | -146.7704 | 64 | N | 76 | 187 | 189 | 189 | 189 | 0.73231 | 0.034818
Two Rivers | 160097.8 | 64.8722 | -147.0383 | 680 | Y | 118 | 146 | 146 | 146 | 167 | 0.79127 | 0.038485
Houston | 452563.8 | 61.6303 | -149.8181 | 1965 | Y | 117 | 132 | 145 | 145 | 145 | 0.72586 | 0.034414
Big Lake | 818999.8 | 61.5256 | -149.9415 | 3575 | Y | 133 | 140 | 140 | 140 | 142 | 0.72402 | 0.034299
Lake Louise | 16027 | 62.2822 | -146.5438 | 47 | Y | 89 | 114 | 134 | 138 | 138 | 0.73766 | 0.035153
Mendeltna | 18508.0547 | 62.0494 | -146.5383 | 38 | N | 74 | 87 | 87 | 97 | 166 | 0.73338 | 0.034885
Sterling | 1341114.2 | 60.5372 | -150.7647 | 5869 | Y | 89 | 107 | 108 | 136 | 136 | 0.70738 | 0.033253
Kenny Lake | 117027.433 | 61.6836 | -144.8523 | 307 | N | 72 | 90 | 119 | 450 | 450 | 0.7268 | 0.034473
Red Devil | 12427.9618 | 61.7611 | -157.3125 | 19 | N | 72 | 158 | 158 | 356 | 356 | 0.72818 | 0.03456
Koyukuk | 27233.782 | 64.8809 | -157.701 | 92 | N | 69 | 126 | 161 | 161 | 161 | 0.79147 | 0.038498
Birch Creek | 13009.1806 | 66.2562 | -145.8497 | 22 | N | 66 | 69 | 75 | 84 | 88 | 0.8252 | 0.040577
College | 2985069 | 64.8569 | -147.8028 | 13092 | Y | 58 | 63 | 93 | 125 | 150 | 0.79092 | 0.038463
Stevens Village | 28167.1426 | 66.0064 | -149.0908 | 46 | N | 64 | 67 | 68 | 72 | 78 | 0.81876 | 0.040181
Ridgeway | 503091 | 60.5289 | -151.0368 | 2187 | Y | 106 | 122 | 123 | 123 | 129 | 0.70725 | 0.033245
Anderson | 52898.2 | 64.3442 | -149.1869 | 209 | Y | 110 | 115 | 115 | 123 | 124 | 0.77937 | 0.037749
Coldfoot | 7378.2 | 67.2564 | -150.1842 | 9 | N | 61 | 205 | 452 | 781 | 874 | 0.85254 | 0.042253
Allakaket | 28937.6924 | 66.5626 | -152.6476 | 111 | N | 61 | 81 | 90 | 88 | 102 | 0.83331 | 0.041075
New Allakaket | 24033.9596 | 66.5427 | -152.6477 | 50 | N | 61 | 74 | 90 | 88 | 127 | 0.83277 | 0.041042
Trapper Creek | 112757 | 62.3167 | -150.2314 | 472 | Y | 117 | 125 | 115 | 118 | 135 | 0.7383 | 0.035193
Talkeetna | 198789.8 | 62.3239 | -150.1094 | 850 | Y | 93 | 108 | 115 | 118 | 127 | 0.73844 | 0.035201
Kaltag | 29301.1048 | 64.3272 | -158.7219 | 182 | N | 60 | 71 | 197 | 290 | 380 | 0.779 | 0.037726
Petersburg | 699091.3091 | 56.8125 | -132.9556 | 2964 | N | 59 | 124 | 599 | 748 | 748 | 0.65458 | 0.029903
Galena | 283953.3285 | 64.7333 | -156.9275 | 449 | N | 58 | 62 | 65 | 65 | 72 | 0.78809 | 0.038288
Wiseman | 8971.4 | 67.41 | -150.1075 | 16 | N | 55 | 175 | 359 | 439 | 481 | 0.85696 | 0.042525
Soldotna | 986513.4 | 60.4878 | -151.0583 | 4311 | Y | 103 | 106 | 104 | 108 | 111 | 0.70658 | 0.033203
Funny River | 204935 | 60.4827 | -150.8463 | 877 | Y | 95 | 106 | 106 | 107 | 117 | 0.7065 | 0.033198
Paxson | 11930.2 | 63.0333 | -145.4917 | 29 | N | 54 | 98 | 299 | 472 | 472 | 0.75204 | 0.03605
McCarthy | 13068.2 | 61.4333 | -142.9217 | 34 | N | 53 | 64 | 153 | 1010 | 1010 | 0.72242 | 0.034198
Mentasta Lake | 31218.9566 | 62.9316 | -143.7927 | 125 | N | 53 | 165 | 526 | 770 | 957 | 0.75004 | 0.035926
Mertarvik | 5329.8 | 62.9316 | -143.7927 | 0 | N | 53 | 165 | 526 | 770 | 957 | 0.75004 | 0.035926
Tanacross | 25419.1258 | 63.3853 | -143.3464 | 110 | N | 52 | 63 | 68 | 80 | 129 | 0.75909 | 0.036489
Skwentna | 12840.6 | 61.9586 | -151.1811 | 33 | Y | 70 | 74 | 75 | 99 | 154 | 0.73173 | 0.034782
Circle | 29455.4033 | 65.8256 | -144.0606 | 119 | N | 51 | 58 | 78 | 102 | 103 | 0.81419 | 0.0399
Badger | 4352489.8 | 52.9375 | 173.2375 | 19100 | Y | 86 | 90 | 96 | 96 | 96 | 0.78803 | 0.038285
Northway Junction | 11002.8535 | 63.0131 | -141.8031 | 62 | N | 49 | 59 | 142 | 162 | 162 | 0.75164 | 0.036026
North Pole | 505594.6 | 64.7511 | -147.3494 | 2198 | Y | 88 | 89 | 92 | 93 | 93 | 0.78849 | 0.038314
Tolsona | 12613 | 62.089 | -146.0997 | 32 | N | 49 | 57 | 117 | 117 | 117 | 0.7341 | 0.03493
Dot Lake Village | 15626.3289 | 63.6586 | -144.0141 | 41 | N | 46 | 133 | 148 | 161 | 154 | 0.7647 | 0.036839
Northway | 23969.9094 | 62.9617 | -141.9372 | 66 | N | 37 | 38 | 38 | 40 | 40 | 0.75063 | 0.035963
Moose Creek | 148945.4 | 64.71 | -147.1436 | 631 | Y | 49 | 73 | 84 | 84 | 86 | 0.78756 | 0.038256
McGrath | 111431.6445 | 62.9564 | -155.5958 | 315 | N | 35 | 53 | 108 | 122 | 233 | 0.75053 | 0.035956
Chicken | 6695.4 | 64.0733 | -141.9361 | 6 | N | 33 | 62 | 90 | 121 | 132 | 0.77347 | 0.037383
Willow | 470316.6 | 61.7472 | -150.0375 | 2043 | Y | 57 | 64 | 68 | 74 | 78 | 0.72793 | 0.034544
Northway Village | 10763.8774 | 62.9822 | -141.9517 | 112 | N | 31 | 34 | 34 | 34 | 34 | 0.75103 | 0.035988
Eielson AFB | 507187.8 | 64.6644 | -147.0994 | 2205 | Y | 42 | 47 | 54 | 70 | 101 | 0.78652 | 0.038192
Central | 33316.8151 | 65.5725 | -144.8031 | 86 | N | 29 | 33 | 38 | 44 | 120 | 0.80792 | 0.039513
Tonsina | 24675.8 | 61.6558 | -145.1753 | 85 | N | 26 | 79 | 519 | 519 | 643 | 0.72631 | 0.034443
Alcan Border | 11247.4 | 62.6618 | -141.1612 | 26 | N | 24 | 49 | 70 | 104 | 104 | 0.74482 | 0.0356
Chisana | 5329.8 | 62.0661 | -142.0408 | 0 | N | 13 | 52 | 79 | 396 | 838 | 0.73368 | 0.034904

## Sheet2
Community | Mile 1 | Mile 2 | Mile 3 | Mile 4 | Mile 5 | 1 | 2 | 3 | 4 | 5 | 6 | 7 | 1 | 2 | 3 | 4 | 5
Adak | 6 | 7 | 7 | 7 | 7 | [5 empty] | 1 | 2 | 6 | 7
Akhiok | 6 | 7 | 7 | 7 | 7 | [5 empty] | 1 | 2 | 6 | 7
Akiachak | 2 | 2 | 2 | 2 | 2 |  | 1 | [5 empty] | 2
Akiak | 1 | 1 | 2 | 2 | 2 | 1 | 3 | [5 empty] | 1 |  | 2
Akutan | 7 | 7 | 7 | 7 | 7 | [6 empty] | 1 | 7
Alakanuk | 2 | 2 | 2 | 2 | 2 |  | 1 | [5 empty] | 2
Alatna | 1 | 1 | 1 | 1 | 1 | 1 | [6 empty] | 1
Alcan Border | 1 | 1 | 1 | 1 | 1 | 1 | [6 empty] | 1
Aleknagik | 1 | 3 | 6 | 6 | 6 | 1 |  | 2 |  |  | 3 |  | 1 | 3 | 6
Aleneva | 3 | 7 | 7 | 7 | 7 |  |  | 1 |  |  |  | 2 | 3 | 7
Allakaket | 1 | 1 | 1 | 1 | 1 | 1 | [6 empty] | 1
Ambler | 1 | 1 | 1 | 1 | 1 | 1 | [6 empty] | 1
Anaktuvuk Pass | 1 | 5 | 7 | 7 | 7 | 1 |  |  |  | 2 |  | 3 | 1 | 5 | 7
Anchor Point | 2 | 3 | 3 | 3 | 3 |  | 1 | 2 |  |  |  |  | 2 | 3
Anchorage | 1 | 1 | 2 | 2 | 2 | 1 | 3 | [5 empty] | 1 |  | 2
Anderson | 1 | 1 | 1 | 1 | 1 | 1 | [6 empty] | 1
Angoon | 1 | 1 | 2 | 2 | 2 | 1 | 3 | [5 empty] | 1 |  | 2
Aniak | 1 | 1 | 2 | 2 | 2 | 1 | 3 | [5 empty] | 1 |  | 2
Anvik | 1 | 1 | 1 | 1 | 1 | 1 | [6 empty] | 1
Arctic Village | 1 | 1 | 1 | 6 | 6 | 1 |  |  |  |  | 4 |  | 1 |  |  | 6
Atka | 6 | 7 | 7 | 7 | 7 | [5 empty] | 1 | 2 | 6 | 7
Atmautluak | 3 | 3 | 3 | 4 | 4 |  |  | 1 | 4 |  |  |  | 3 |  |  | 4
Atqasuk | 2 | 2 | 2 | 2 | 2 |  | 1 | [5 empty] | 2
Attu Station | 7 | 7 | 7 | 7 | 7 | [6 empty] | 1 | 7
Badger | 1 | 1 | 1 | 1 | 1 | 1 | [6 empty] | 1
Barrow | 3 | 3 | 3 | 3 | 4 |  |  | 1 | 5 |  |  |  | 3 |  |  |  | 4
Bear Creek | 4 | 7 | 7 | 7 | 7 |  |  |  | 1 |  |  | 2 | 4 | 7
Beaver | 1 | 1 | 1 | 1 | 1 | 1 | [6 empty] | 1
Beluga | 1 | 1 | 2 | 2 | 2 | 1 | 3 | [5 empty] | 1 |  | 2
Bethel | 2 | 2 | 3 | 3 | 3 |  | 1 | 3 |  |  |  |  | 2 |  | 3
Bettles | 1 | 1 | 1 | 1 | 2 | 1 | 5 | [5 empty] | 1 |  |  |  | 2
Big Delta | 1 | 2 | 2 | 2 | 2 | 1 | 2 | [5 empty] | 1 | 2
Big Lake | 1 | 1 | 1 | 1 | 1 | 1 | [6 empty] | 1
Birch Creek | 1 | 1 | 1 | 1 | 1 | 1 | [6 empty] | 1
Brevig Mission | 4 | 7 | 7 | 7 | 7 |  |  |  | 1 |  |  | 2 | 4 | 7
Buckland | 1 | 2 | 2 | 2 | 3 | 1 | 2 | 5 |  |  |  |  | 1 | 2 |  |  | 3
Buffalo Soapstone | 1 | 2 | 4 | 5 | 6 | 1 | 2 |  | 3 | 4 | 5 |  | 1 | 2 | 4 | 5 | 6
Butte | 2 | 2 | 2 | 6 | 7 |  | 1 |  |  |  | 4 | 5 | 2 |  |  | 6 | 7
Cantwell | 1 | 2 | 4 | 4 | 6 | 1 | 2 |  | 3 |  | 5 |  | 1 | 2 | 4 |  | 6
Central | 1 | 1 | 1 | 1 | 1 | 1 | [6 empty] | 1
Chalkyitsik | 1 | 1 | 1 | 1 | 1 | 1 | [6 empty] | 1
Chase | 1 | 1 | 1 | 1 | 2 | 1 | 5 | [5 empty] | 1 |  |  |  | 2
Chefornak | 4 | 4 | 4 | 4 | 5 |  |  |  | 1 | 5 |  |  | 4 |  |  |  | 5
Chena Ridge | 4 | 4 | 4 | 4 | 5 |  |  |  | 1 | 5 |  |  | 4 |  |  |  | 5
Chenega Bay | 3 | 4 | 4 | 4 | 5 |  |  | 1 | 2 | 5 |  |  | 3 | 4 |  |  | 5
Chevak | 4 | 4 | 4 | 4 | 4 |  |  |  | 1 |  |  |  | 4
Chickaloon | 1 | 1 | 3 | 6 | 7 | 1 |  | 3 |  |  | 4 | 5 | 1 |  | 3 | 6 | 7
Chicken | 1 | 1 | 1 | 1 | 1 | 1 | [6 empty] | 1
Chignik | 7 | 7 | 7 | 7 | 7 | [6 empty] | 1 | 7
Chignik Lagoon | 5 | 7 | 7 | 7 | 7 |  |  |  |  | 1 |  | 2 | 5 | 7
Chignik Lake | 5 | 6 | 7 | 7 | 7 |  |  |  |  | 1 | 2 | 3 | 5 | 6 | 7
Chiniak | 5 | 5 | 5 | 5 | 5 |  |  |  |  | 1 |  |  | 5
Chisana | 1 | 1 | 1 | 3 | 7 | 1 |  | 4 |  |  |  | 5 | 1 |  |  | 3 | 7
Chistochina | 1 | 1 | 1 | 1 | 1 | 1 | [6 empty] | 1
Chitina | 1 | 2 | 3 | 3 | 3 | 1 | 2 | 3 |  |  |  |  | 1 | 2 | 3
Chuathbaluk | 1 | 1 | 2 | 4 | 7 | 1 | 3 |  | 4 |  |  | 5 | 1 |  | 2 | 4 | 7
Circle | 1 | 1 | 1 | 1 | 1 | 1 | [6 empty] | 1
Clam Gulch | 1 | 1 | 1 | 1 | 1 | 1 | [6 empty] | 1
Clark's Point | 3 | 3 | 3 | 4 | 4 |  |  | 1 | 4 |  |  |  | 3 |  |  | 4
Coffman Cove | 2 | 2 | 2 | 2 | 4 |  | 1 |  | 5 |  |  |  | 2 |  |  |  | 4
Cohoe | 1 | 2 | 2 | 2 | 2 | 1 | 2 | [5 empty] | 1 | 2
Cold Bay | 6 | 6 | 7 | 7 | 7 | [5 empty] | 1 | 3 | 6 |  | 7
Coldfoot | 1 | 2 | 4 | 6 | 7 | 1 | 2 |  | 3 |  | 4 | 5 | 1 | 2 | 4 | 6 | 7
College | 1 | 1 | 1 | 1 | 1 | 1 | [6 empty] | 1
Cooper Landing | 1 | 7 | 7 | 7 | 7 | 1 | [5 empty] | 2 | 1 | 7
Copper Center | 1 | 1 | 1 | 1 | 1 | 1 | [6 empty] | 1
Cordova | 4 | 6 | 7 | 7 | 7 |  |  |  | 1 |  | 2 | 3 | 4 | 6 | 7
Covenant Life | 1 | 1 | 2 | 4 | 4 | 1 | 3 |  | 4 |  |  |  | 1 |  | 2 | 4
Craig | 2 | 4 | 7 | 7 | 7 |  | 1 |  | 2 |  |  | 3 | 2 | 4 | 7
Crooked Creek | 3 | 3 | 3 | 3 | 3 |  |  | 1 |  |  |  |  | 3
Crown Point | 1 | 6 | 7 | 7 | 7 | 1 |  |  |  |  | 2 | 3 | 1 | 6 | 7
Deering | 3 | 3 | 3 | 3 | 3 |  |  | 1 |  |  |  |  | 3
Delta Junction | 1 | 1 | 1 | 1 | 1 | 1 | [6 empty] | 1
Deltana | 1 | 1 | 1 | 1 | 3 | 1 |  | 5 |  |  |  |  | 1 |  |  |  | 3
Diamond Ridge | 2 | 2 | 2 | 3 | 3 |  | 1 | 4 |  |  |  |  | 2 |  |  | 3
Dillingham | 3 | 3 | 3 | 3 | 3 |  |  | 1 |  |  |  |  | 3
Diomede | 7 | 7 | 7 | 7 | 7 | [6 empty] | 1 | 7
Dot Lake | 1 | 4 | 5 | 5 | 5 | 1 |  |  | 2 | 3 |  |  | 1 | 4 | 5
Dot Lake Village | 1 | 1 | 1 | 1 | 1 | 1 | [6 empty] | 1
Dry Creek | 7 | 7 | 7 | 7 | 7 | [6 empty] | 1 | 7
Eagle | 1 | 1 | 1 | 2 | 2 | 1 | 4 | [5 empty] | 1 |  |  | 2
Eagle Village | 2 | 2 | 2 | 2 | 2 |  | 1 | [5 empty] | 2
Edna Bay | 2 | 3 | 3 | 3 | 3 |  | 1 | 2 |  |  |  |  | 2 | 3
Eek | 3 | 3 | 3 | 3 | 3 |  |  | 1 |  |  |  |  | 3
Egegik | 4 | 4 | 4 | 4 | 4 |  |  |  | 1 |  |  |  | 4
Eielson AFB | 1 | 1 | 1 | 1 | 1 | 1 | [6 empty] | 1
Ekwok | 2 | 2 | 2 | 2 | 2 |  | 1 | [5 empty] | 2
Elfin Cove | 7 | 7 | 7 | 7 | 7 | [6 empty] | 1 | 7
Elim | 4 | 4 | 4 | 5 | 5 |  |  |  | 1 | 4 |  |  | 4 |  |  | 5
Emmonak | 2 | 2 | 2 | 2 | 2 |  | 1 | [5 empty] | 2
Ester | 1 | 1 | 2 | 2 | 2 | 1 | 3 | [5 empty] | 1 |  | 2
Eureka Roadhouse | 1 | 1 | 2 | 2 | 2 | 1 | 3 | [5 empty] | 1 |  | 2
Evansville | 1 | 1 | 1 | 1 | 1 | 1 | [6 empty] | 1
Excursion Inlet | 4 | 6 | 7 | 7 | 7 |  |  |  | 1 |  | 2 | 3 | 4 | 6 | 7
Fairbanks | 1 | 1 | 1 | 1 | 1 | 1 | [6 empty] | 1
False Pass | 7 | 7 | 7 | 7 | 7 | [6 empty] | 1 | 7
Farm Loop | 3 | 3 | 3 | 3 | 3 |  |  | 1 |  |  |  |  | 3
Farmers Loop | 3 | 3 | 3 | 3 | 3 |  |  | 1 |  |  |  |  | 3
Ferry | 6 | 6 | 6 | 6 | 6 | [5 empty] | 1 |  | 6
Fishhook | 1 | 5 | 5 | 5 | 6 | 1 |  |  |  | 2 | 5 |  | 1 | 5 |  |  | 6
Flat | 1 | 3 | 4 | 5 | 5 | 1 |  | 2 | 3 | 4 |  |  | 1 | 3 | 4 | 5
Fort Greely | 2 | 3 | 4 | 4 | 6 |  | 1 | 2 | 3 |  | 5 |  | 2 | 3 | 4 |  | 6
Fort Yukon | 1 | 1 | 1 | 1 | 1 | 1 | [6 empty] | 1
Four Mile Road | 1 | 4 | 4 | 4 | 4 | 1 |  |  | 2 |  |  |  | 1 | 4
Fox | 1 | 2 | 2 | 2 | 2 | 1 | 2 | [5 empty] | 1 | 2
Fox River | 1 | 1 | 2 | 2 | 4 | 1 | 3 |  | 5 |  |  |  | 1 |  | 2 |  | 4
Fritz Creek | 2 | 3 | 3 | 3 | 3 |  | 1 | 2 |  |  |  |  | 2 | 3
Funny River | 1 | 1 | 1 | 1 | 1 | 1 | [6 empty] | 1
Gakona | 1 | 1 | 1 | 1 | 1 | 1 | [6 empty] | 1
Galena | 1 | 1 | 1 | 1 | 1 | 1 | [6 empty] | 1
Gambell | 7 | 7 | 7 | 7 | 7 | [6 empty] | 1 | 7
Game Creek | 1 | 2 | 3 | 4 | 5 | 1 | 2 | 3 | 4 | 5 |  |  | 1 | 2 | 3 | 4 | 5
Gateway | 2 | 2 | 2 | 2 | 2 |  | 1 | [5 empty] | 2
Glacier View | 2 | 2 | 2 | 2 | 2 |  | 1 | [5 empty] | 2
Glennallen | 1 | 1 | 1 | 1 | 1 | 1 | [6 empty] | 1
Goldstream | 1 | 1 | 1 | 1 | 1 | 1 | [6 empty] | 1
Golovin | 3 | 3 | 3 | 6 | 6 |  |  | 1 |  |  | 4 |  | 3 |  |  | 6
Goodnews Bay | 5 | 6 | 6 | 7 | 7 |  |  |  |  | 1 | 2 | 4 | 5 | 6 |  | 7
Grayling | 1 | 1 | 1 | 2 | 4 | 1 | 4 |  | 5 |  |  |  | 1 |  |  | 2 | 4
Gulkana | 1 | 1 | 1 | 1 | 1 | 1 | [6 empty] | 1
Gustavus | 1 | 2 | 2 | 2 | 2 | 1 | 2 | [5 empty] | 1 | 2
Haines | 3 | 5 | 5 | 7 | 7 |  |  | 1 |  | 2 |  | 4 | 3 | 5 |  | 7
Halibut Cove | 2 | 5 | 7 | 7 | 7 |  | 1 |  |  | 2 |  | 3 | 2 | 5 | 7
Happy Valley | 1 | 2 | 2 | 2 | 2 | 1 | 2 | [5 empty] | 1 | 2
Harding-Birch Lakes | 3 | 3 | 3 | 3 | 3 |  |  | 1 |  |  |  |  | 3
Healy | 6 | 6 | 7 | 7 | 7 | [5 empty] | 1 | 3 | 6 |  | 7
Healy Lake | 2 | 2 | 3 | 5 | 5 |  | 1 | 3 |  | 4 |  |  | 2 |  | 3 | 5
Hobart Bay | 1 | 2 | 3 | 3 | 3 | 1 | 2 | 3 |  |  |  |  | 1 | 2 | 3
Hollis | 1 | 3 | 4 | 5 | 5 | 1 |  | 2 | 3 | 4 |  |  | 1 | 3 | 4 | 5
Holy Cross | 1 | 1 | 1 | 1 | 1 | 1 | [6 empty] | 1
Homer | 2 | 3 | 3 | 3 | 3 |  | 1 | 2 |  |  |  |  | 2 | 3
Hoonah | 2 | 2 | 2 | 2 | 3 |  | 1 | 5 |  |  |  |  | 2 |  |  |  | 3
Hooper Bay | 6 | 6 | 6 | 6 | 6 | [5 empty] | 1 |  | 6
Hope | 1 | 3 | 7 | 7 | 7 | 1 |  | 2 |  |  |  | 3 | 1 | 3 | 7
Houston | 1 | 1 | 1 | 1 | 1 | 1 | [6 empty] | 1
Hughes | 1 | 1 | 1 | 1 | 3 | 1 |  | 5 |  |  |  |  | 1 |  |  |  | 3
Huslia | 1 | 1 | 1 | 1 | 1 | 1 | [6 empty] | 1
Hydaburg | 2 | 3 | 3 | 4 | 5 |  | 1 | 2 | 4 | 5 |  |  | 2 | 3 |  | 4 | 5
Hyder | 1 | 2 | 2 | 3 | 4 | 1 | 2 | 4 | 5 |  |  |  | 1 | 2 |  | 3 | 4
Igiugig | 2 | 3 | 3 | 3 | 4 |  | 1 | 2 | 5 |  |  |  | 2 | 3 |  |  | 4
Iliamna | 3 | 4 | 5 | 5 | 6 |  |  | 1 | 2 | 3 | 5 |  | 3 | 4 | 5 |  | 6
Ivanof Bay | 7 | 7 | 7 | 7 | 7 | [6 empty] | 1 | 7
Juneau | 7 | 7 | 7 | 7 | 7 | [6 empty] | 1 | 7
Kachemak | 2 | 3 | 3 | 3 | 2 |  | 1 | 2 |  |  |  |  | 2 | 3
Kake | 1 | 1 | 2 | 2 | 4 | 1 | 3 |  | 5 |  |  |  | 1 |  | 2 |  | 4
Kaktovik | 6 | 6 | 6 | 6 | 6 | [5 empty] | 1 |  | 6
Kalifornsky | 1 | 1 | 1 | 1 | 1 | 1 | [6 empty] | 1
Kalskag | 1 | 1 | 1 | 1 | 1 | 1 | [6 empty] | 1
Kaltag | 1 | 1 | 1 | 2 | 3 | 1 | 4 | 5 |  |  |  |  | 1 |  |  | 2 | 3
Karluk | 7 | 7 | 7 | 7 | 7 | [6 empty] | 1 | 7
Kasaan | 2 | 5 | 5 | 5 | 5 |  | 1 |  |  | 2 |  |  | 2 | 5
Kasigluk | 3 | 4 | 4 | 4 | 5 |  |  | 1 | 2 | 5 |  |  | 3 | 4 |  |  | 5
Kasilof | 1 | 1 | 1 | 2 | 2 | 1 | 4 | [5 empty] | 1 |  |  | 2
Kenai | 1 | 2 | 2 | 2 | 2 | 1 | 2 | [5 empty] | 1 | 2
Kenny Lake | 1 | 1 | 1 | 4 | 4 | 1 |  |  | 4 |  |  |  | 1 |  |  | 4
Ketchikan | 1 | 6 | 7 | 7 | 7 | 1 |  |  |  |  | 2 | 3 | 1 | 6 | 7
Kiana | 1 | 1 | 2 | 3 | 3 | 1 | 3 | 4 |  |  |  |  | 1 |  | 2 | 3
King Cove | 7 | 7 | 7 | 7 | 7 | [6 empty] | 1 | 7
King Salmon | 2 | 2 | 2 | 2 | 2 |  | 1 | [5 empty] | 2
Kipnuk | 4 | 4 | 5 | 5 | 5 |  |  |  | 1 | 3 |  |  | 4 |  | 5
Kivalina | 3 | 3 | 4 | 4 | 4 |  |  | 1 | 3 |  |  |  | 3 |  | 4
Klawock | 1 | 2 | 3 | 4 | 6 | 1 | 2 | 3 | 4 |  | 5 |  | 1 | 2 | 3 | 4 | 6
Klukwan | 1 | 3 | 4 | 4 | 4 | 1 |  | 2 | 3 |  |  |  | 1 | 3 | 4
Knik River | 1 | 1 | 2 | 4 | 4 | 1 | 3 |  | 4 |  |  |  | 1 |  | 2 | 4
Knik-Fairview | 1 | 1 | 1 | 2 | 2 | 1 | 4 | [5 empty] | 1 |  |  | 2
Kobuk | 1 | 1 | 1 | 3 | 5 | 1 |  | 4 |  | 5 |  |  | 1 |  |  | 3 | 5
Kodiak | 7 | 7 | 7 | 7 | 7 | [6 empty] | 1 | 7
Kodiak Station | 6 | 7 | 7 | 7 | 7 | [5 empty] | 1 | 2 | 6 | 7
Kokhanok | 5 | 6 | 6 | 6 | 6 |  |  |  |  | 1 | 2 |  | 5 | 6
Koliganek | 2 | 2 | 2 | 2 | 2 |  | 1 | [5 empty] | 2
Kongiganak | 5 | 5 | 5 | 5 | 5 |  |  |  |  | 1 |  |  | 5
Kotlik | 2 | 2 | 3 | 3 | 3 |  | 1 | 3 |  |  |  |  | 2 |  | 3
Kotzebue | 3 | 3 | 3 | 3 | 4 |  |  | 1 | 5 |  |  |  | 3 |  |  |  | 4
Koyuk | 2 | 2 | 2 | 3 | 3 |  | 1 | 4 |  |  |  |  | 2 |  |  | 3
Koyukuk | 1 | 1 | 1 | 1 | 1 | 1 | [6 empty] | 1
Kupreanof | 2 | 5 | 5 | 6 | 6 |  | 1 |  |  | 2 | 4 |  | 2 | 5 |  | 6
Kwethluk | 2 | 2 | 2 | 2 | 2 |  | 1 | [5 empty] | 2
Kwigillingok | 5 | 5 | 5 | 5 | 5 |  |  |  |  | 1 |  |  | 5
Lake Louise | 1 | 1 | 1 | 1 | 1 | 1 | [6 empty] | 1
Lake Minchumina | 1 | 1 | 1 | 1 | 1 | 1 | [6 empty] | 1
Lakes | 2 | 2 | 2 | 2 | 2 |  | 1 | [5 empty] | 2
Larsen Bay | 1 | 6 | 7 | 7 | 7 | 1 |  |  |  |  | 2 | 3 | 1 | 6 | 7
Lazy Mountain | 3 | 5 | 5 | 5 | 7 |  |  | 1 |  | 2 |  | 5 | 3 | 5 |  |  | 7
Levelock | 2 | 2 | 2 | 2 | 2 |  | 1 | [5 empty] | 2
Lime Village | 1 | 1 | 2 | 6 | 6 | 1 | 3 |  |  |  | 4 |  | 1 |  | 2 | 6
Livengood | 1 | 2 | 3 | 3 | 4 | 1 | 2 | 3 | 5 |  |  |  | 1 | 2 | 3 |  | 4
Loring | 1 | 2 | 3 | 3 | 4 | 1 | 2 | 3 | 5 |  |  |  | 1 | 2 | 3 |  | 4
Lowell Point | 4 | 7 | 7 | 7 | 7 |  |  |  | 1 |  |  | 2 | 4 | 7
Lower Kalskag | 1 | 1 | 2 | 4 | 4 | 1 | 3 |  | 4 |  |  |  | 1 |  | 2 | 4
Lutak | 1 | 6 | 7 | 7 | 7 | 1 |  |  |  |  | 2 | 3 | 1 | 6 | 7
Manley Hot Springs | 1 | 3 | 4 | 6 | 6 | 1 |  | 2 | 3 |  | 4 |  | 1 | 3 | 4 | 6
Manokotak | 4 | 4 | 6 | 6 | 7 |  |  |  | 1 |  | 3 | 5 | 4 |  | 6 |  | 7
Marshall | 3 | 3 | 4 | 6 | 7 |  |  | 1 | 3 |  | 4 | 5 | 3 |  | 4 | 6 | 7
McCarthy | 1 | 1 | 1 | 7 | 7 | 1 | [5 empty] | 4 | 1 |  |  | 7
McGrath | 1 | 1 | 1 | 1 | 2 | 1 | 5 | [5 empty] | 1 |  |  |  | 2
McKinley Park | 1 | 4 | 7 | 7 | 7 | 1 |  |  | 2 |  |  | 3 | 1 | 4 | 7
Meadow Lakes | 1 | 1 | 2 | 2 | 2 | 1 | 3 | [5 empty] | 1 |  | 2
Mekoryuk | 5 | 6 | 6 | 6 | 6 |  |  |  |  | 1 | 2 |  | 5 | 6
Mendeltna | 1 | 1 | 1 | 1 | 1 | 1 | [6 empty] | 1
Mentasta Lake | 1 | 1 | 5 | 6 | 7 | 1 |  |  |  | 3 | 4 | 5 | 1 |  | 5 | 6 | 7
Mertarvik | 1 | 1 | 5 | 6 | 7 | 1 |  |  |  | 3 | 4 | 5 | 1 |  | 5 | 6 | 7
Metlakatla | 1 | 3 | 6 | 6 | 6 | 1 |  | 2 |  |  | 3 |  | 1 | 3 | 6
Minto | 2 | 2 | 2 | 3 | 5 |  | 1 | 4 |  | 5 |  |  | 2 |  |  | 3 | 5
Moose Creek | 1 | 1 | 1 | 1 | 1 | 1 | [6 empty] | 1
Moose Pass | 1 | 6 | 7 | 7 | 7 | 1 |  |  |  |  | 2 | 3 | 1 | 6 | 7
Mosquito Lake | 4 | 5 | 5 | 5 | 5 |  |  |  | 1 | 2 |  |  | 4 | 5
Mountain Village | 5 | 5 | 5 | 5 | 5 |  |  |  |  | 1 |  |  | 5
Mud Bay | 5 | 7 | 7 | 7 | 7 |  |  |  |  | 1 |  | 2 | 5 | 7
Nabesna | 5 | 7 | 7 | 7 | 7 |  |  |  |  | 1 |  | 2 | 5 | 7
Naknek | 3 | 3 | 3 | 3 | 3 |  |  | 1 |  |  |  |  | 3
Nanwalek | 6 | 7 | 7 | 7 | 7 | [5 empty] | 1 | 2 | 6 | 7
Napakiak | 2 | 3 | 4 | 4 | 4 |  | 1 | 2 | 3 |  |  |  | 2 | 3 | 4
Napaskiak | 2 | 2 | 2 | 3 | 3 |  | 1 | 4 |  |  |  |  | 2 |  |  | 3
Naukati Bay | 1 | 2 | 2 | 2 | 2 | 1 | 2 | [5 empty] | 1 | 2
Nelchina | 1 | 1 | 1 | 1 | 1 | 1 | [6 empty] | 1
Nelson Lagoon | 5 | 5 | 5 | 5 | 5 |  |  |  |  | 1 |  |  | 5
Nenana | 3 | 3 | 2 | 4 | 1 | 5 | 3 | 1 | 4 |  |  |  | 3 |  |  | 4
New Allakaket | 1 | 1 | 1 | 1 | 1 | 1 | [6 empty] | 1
New Stuyahok | 2 | 2 | 2 | 3 | 3 |  | 1 | 4 |  |  |  |  | 2 |  |  | 3
Newhalen | 4 | 5 | 5 | 5 | 5 |  |  |  | 1 | 2 |  |  | 4 | 5
Newtok | 4 | 4 | 5 | 5 | 5 |  |  |  | 1 | 3 |  |  | 4 |  | 5
Nightmute | 6 | 6 | 7 | 7 | 7 | [5 empty] | 1 | 3 | 6 |  | 7
Nikiski | 2 | 3 | 3 | 3 | 3 |  | 1 | 2 |  |  |  |  | 2 | 3
Nikolaevsk | 2 | 3 | 3 | 3 | 3 |  | 1 | 2 |  |  |  |  | 2 | 3
Nikolai | 1 | 1 | 1 | 1 | 1 | 1 | [6 empty] | 1
Nikolski | 7 | 7 | 7 | 7 | 7 | [6 empty] | 1 | 7
Ninilchik | 2 | 2 | 2 | 2 | 2 |  | 1 | [5 empty] | 2
Noatak | 1 | 1 | 1 | 1 | 2 | 1 | 5 | [5 empty] | 1 |  |  |  | 2
Nome | 3 | 3 | 3 | 5 | 5 |  |  | 1 |  | 4 |  |  | 3 |  |  | 5
Nondalton | 1 | 5 | 6 | 7 | 7 | 1 |  |  |  | 2 | 3 | 4 | 1 | 5 | 6 | 7
Noorvik | 1 | 1 | 1 | 1 | 2 | 1 | 5 | [5 empty] | 1 |  |  |  | 2
North Pole | 1 | 1 | 1 | 1 | 1 | 1 | [6 empty] | 1
Northway | 1 | 1 | 1 | 1 | 1 | 1 | [6 empty] | 1
Northway Junction | 1 | 1 | 1 | 1 | 1 | 1 | [6 empty] | 1
Northway Village | 1 | 1 | 1 | 1 | 1 | 1 | [6 empty] | 1
Nuiqsut | 2 | 2 | 2 | 2 | 2 |  | 1 | [5 empty] | 2
Nulato | 1 | 1 | 1 | 1 | 1 | 1 | [6 empty] | 1
Nunam Iqua | 3 | 3 | 3 | 3 | 4 |  |  | 1 | 5 |  |  |  | 3 |  |  |  | 4
Nunapitchuk | 3 | 4 | 4 | 5 | 5 |  |  | 1 | 2 | 4 |  |  | 3 | 4 |  | 5
Old Harbor | 6 | 7 | 7 | 7 | 7 | [5 empty] | 1 | 2 | 6 | 7
Oscarville | 2 | 2 | 3 | 3 | 3 |  | 1 | 3 |  |  |  |  | 2 |  | 3
Ouzinkie | 3 | 5 | 7 | 7 | 7 |  |  | 1 |  | 2 |  | 3 | 3 | 5 | 7
Palmer | 2 | 2 | 1 | 3 | 3 | 3 | 1 | 4 |  |  |  |  | 2 |  |  | 3
Paxson | 1 | 1 | 2 | 4 | 4 | 1 | 3 |  | 4 |  |  |  | 1 |  | 2 | 4
Pedro Bay | 4 | 7 | 7 | 7 | 7 |  |  |  | 1 |  |  | 2 | 4 | 7
Pelican | 2 | 7 | 7 | 7 | 7 |  | 1 |  |  |  |  | 2 | 2 | 7
Perryville | 3 | 3 | 4 | 7 | 7 |  |  | 1 | 3 |  |  | 4 | 3 |  | 4 | 7
Petersburg | 1 | 1 | 5 | 6 | 6 | 1 |  |  |  | 3 | 4 |  | 1 |  | 5 | 6
Petersville | 1 | 1 | 2 | 2 | 4 | 1 | 3 |  | 5 |  |  |  | 1 |  | 2 |  | 4
Pilot Point | 3 | 3 | 3 | 4 | 4 |  |  | 1 | 4 |  |  |  | 3 |  |  | 4
Pilot Station | 3 | 3 | 3 | 4 | 4 |  |  | 1 | 4 |  |  |  | 3 |  |  | 4
Pitkas Point | 4 | 4 | 4 | 4 | 4 |  |  |  | 1 |  |  |  | 4
Platinum | 5 | 6 | 6 | 7 | 7 |  |  |  |  | 1 | 2 | 4 | 5 | 6 |  | 7
Pleasant Valley | 1 | 1 | 2 | 2 | 2 | 1 | 3 | [5 empty] | 1 |  | 2
Point Baker | 2 | 2 | 2 | 3 | 3 |  | 1 | 4 |  |  |  |  | 2 |  |  | 3
Point Hope | 6 | 6 | 6 | 6 | 6 | [5 empty] | 1 |  | 6
Point Lay | 4 | 4 | 4 | 4 | 4 |  |  |  | 1 |  |  |  | 4
Point MacKenzie | 2 | 2 | 2 | 2 | 2 |  | 1 | [5 empty] | 2
Point Possession | 2 | 2 | 2 | 2 | 2 |  | 1 | [5 empty] | 2
Pope-Vannoy Landing | 6 | 7 | 7 | 7 | 7 | [5 empty] | 1 | 2 | 6 | 7
Port Alexander | 4 | 6 | 6 | 7 | 7 |  |  |  | 1 |  | 2 | 4 | 4 | 6 |  | 7
Port Alsworth | 2 | 3 | 6 | 7 | 7 |  | 1 | 2 |  |  | 3 | 4 | 2 | 3 | 6 | 7
Port Clarence | 6 | 6 | 6 | 6 | 6 | [5 empty] | 1 |  | 6
Port Graham | 2 | 7 | 7 | 7 | 7 |  | 1 |  |  |  |  | 2 | 2 | 7
Port Heiden | 4 | 5 | 5 | 5 | 5 |  |  |  | 1 | 2 |  |  | 4 | 5
Port Lions | 2 | 4 | 7 | 7 | 7 |  | 1 |  | 2 |  |  | 3 | 2 | 4 | 7
Port Protection | 2 | 2 | 2 | 3 | 5 |  | 1 | 4 |  | 5 |  |  | 2 |  |  | 3 | 5
Portage Creek | 2 | 2 | 2 | 3 | 3 |  | 1 | 4 |  |  |  |  | 2 |  |  | 3
Primrose | 6 | 7 | 7 | 7 | 7 | [5 empty] | 1 | 2 | 6 | 7
Prudhoe Bay | 3 | 3 | 3 | 3 | 4 |  |  | 1 | 5 |  |  |  | 3 |  |  |  | 4
Quinhagak | 4 | 4 | 4 | 4 | 4 |  |  |  | 1 |  |  |  | 4
Rampart | 1 | 1 | 2 | 2 | 2 | 1 | 3 | [5 empty] | 1 |  | 2
Red Devil | 1 | 1 | 1 | 3 | 3 | 1 |  | 4 |  |  |  |  | 1 |  |  | 3
Red Dog Mine | 4 | 6 | 6 | 7 | 7 |  |  |  | 1 |  | 2 | 4 | 4 | 6 |  | 7
Ridgeway | 1 | 1 | 1 | 1 | 1 | 1 | [6 empty] | 1
Ruby | 1 | 1 | 1 | 2 | 2 | 1 | 4 | [5 empty] | 1 |  |  | 2
Russian Mission | 1 | 1 | 1 | 2 | 2 | 1 | 4 | [5 empty] | 1 |  |  | 2
Saint George | 7 | 7 | 7 | 7 | 7 | [6 empty] | 1 | 7
Saint Mary's | 3 | 3 | 4 | 4 | 5 |  |  | 1 | 3 | 5 |  |  | 3 |  | 4 |  | 5
Saint Michael | 3 | 3 | 3 | 3 | 4 |  |  | 1 | 5 |  |  |  | 3 |  |  |  | 4
Saint Paul | 6 | 7 | 7 | 7 | 7 | [5 empty] | 1 | 2 | 6 | 7
Salamatof | 2 | 2 | 2 | 2 | 2 |  | 1 | [5 empty] | 2
Salcha | 1 | 1 | 1 | 3 | 3 | 1 |  | 4 |  |  |  |  | 1 |  |  | 3
Sand Point | 5 | 6 | 7 | 7 | 7 |  |  |  |  | 1 | 2 | 3 | 5 | 6 | 7
Savoonga | 4 | 4 | 4 | 5 | 7 |  |  |  | 1 | 4 |  | 5 | 4 |  |  | 5 | 7
Saxman | 1 | 7 | 6 | 4 | 5 | 1 |  |  | 4 | 5 | 3 | 2 | 1 | 7 |  |  | 5
Scammon Bay | 5 | 6 | 7 | 7 | 7 |  |  |  |  | 1 | 2 | 3 | 5 | 6 | 7
Selawik | 2 | 2 | 2 | 2 | 2 |  | 1 | [5 empty] | 2
Seldovia | 3 | 6 | 7 | 7 | 7 |  |  | 1 |  |  | 2 | 3 | 3 | 6 | 7
Seldovia Village | 4 | 6 | 4 | 6 | 4 |  |  |  | 1 |  | 2 |  | 4 | 6 |  | 6
Seward | 4 | 7 | 7 | 7 | 7 |  |  |  | 1 |  |  | 2 | 4 | 7
Shageluk | 1 | 1 | 1 | 2 | 2 | 1 | 4 | [5 empty] | 1 |  |  | 2
Shaktoolik | 3 | 3 | 3 | 3 | 3 |  |  | 1 |  |  |  |  | 3
Shishmaref | 3 | 3 | 4 | 4 | 4 |  |  | 1 | 3 |  |  |  | 3 |  | 4
Shungnak | 1 | 1 | 2 | 2 | 2 | 1 | 3 | [5 empty] | 1 |  | 2
Silver Springs | 1 | 1 | 1 | 1 | 1 | 1 | [6 empty] | 1
Sitka | 1 | 6 | 6 | 7 | 7 | 1 |  |  |  |  | 2 | 4 | 1 | 6 |  | 7
Skagway | 3 | 4 | 7 | 7 | 7 |  |  | 1 | 2 |  |  | 3 | 3 | 4 | 7
Skwentna | 1 | 1 | 1 | 1 | 1 | 1 | [6 empty] | 1
Slana | 1 | 1 | 4 | 6 | 6 | 1 |  |  | 3 |  | 4 |  | 1 |  | 4 | 6
Sleetmute | 1 | 1 | 1 | 1 | 1 | 1 | [6 empty] | 1
Soldotna | 1 | 1 | 1 | 1 | 1 | 1 | [6 empty] | 1
South Naknek | 2 | 2 | 3 | 3 | 3 |  | 1 | 3 |  |  |  |  | 2 |  | 3
South Van Horn | 2 | 2 | 3 | 3 | 3 |  | 1 | 3 |  |  |  |  | 2 |  | 3
Stebbins | 4 | 4 | 4 | 4 | 4 |  |  |  | 1 |  |  |  | 4
Steele Creek | 4 | 4 | 4 | 4 | 4 |  |  |  | 1 |  |  |  | 4
Sterling | 1 | 1 | 1 | 1 | 1 | 1 | [6 empty] | 1
Stevens Village | 1 | 1 | 1 | 1 | 1 | 1 | [6 empty] | 1
Stony River | 1 | 1 | 1 | 1 | 1 | 1 | [6 empty] | 1
Sunrise | 1 | 7 | 7 | 7 | 7 | 1 | [5 empty] | 2 | 1 | 7
Susitna | 2 | 3 | 3 | 4 | 6 |  | 1 | 2 | 4 |  | 5 |  | 2 | 3 |  | 4 | 6
Susitna North | 2 | 3 | 3 | 4 | 6 |  | 1 | 2 | 4 |  | 5 |  | 2 | 3 |  | 4 | 6
Sutton-Alpine | 4 | 7 | 7 | 7 | 7 |  |  |  | 1 |  |  | 2 | 4 | 7
Takotna | 1 | 1 | 2 | 4 | 5 | 1 | 3 |  | 4 | 5 |  |  | 1 |  | 2 | 4 | 5
Talkeetna | 1 | 1 | 1 | 1 | 1 | 1 | [6 empty] | 1
Tanacross | 1 | 1 | 1 | 1 | 1 | 1 | [6 empty] | 1
Tanaina | 1 | 1 | 2 | 3 | 4 | 1 | 3 | 4 | 5 |  |  |  | 1 |  | 2 | 3 | 4
Tanana | 1 | 2 | 3 | 3 | 3 | 1 | 2 | 3 |  |  |  |  | 1 | 2 | 3
Tatitlek | 1 | 4 | 7 | 7 | 7 | 1 |  |  | 2 |  |  | 3 | 1 | 4 | 7
Tazlina | 1 | 1 | 1 | 1 | 1 | 1 | [6 empty] | 1
Teller | 3 | 4 | 4 | 5 | 5 |  |  | 1 | 2 | 4 |  |  | 3 | 4 |  | 5
Tenakee Springs | 1 | 4 | 6 | 6 | 6 | 1 |  |  | 2 |  | 3 |  | 1 | 4 | 6
Tetlin | 1 | 1 | 2 | 2 | 2 | 1 | 3 | [5 empty] | 1 |  | 2
Thorne Bay | 1 | 1 | 1 | 1 | 2 | 1 | 5 | [5 empty] | 1 |  |  |  | 2
Togiak | 2 | 3 | 3 | 4 | 6 |  | 1 | 2 | 4 |  | 5 |  | 2 | 3 |  | 4 | 6
Tok | 1 | 1 | 1 | 1 | 1 | 1 | [6 empty] | 1
Toksook Bay | 6 | 7 | 7 | 7 | 7 | [5 empty] | 1 | 2 | 6 | 7
Tolsona | 1 | 1 | 1 | 1 | 1 | 1 | [6 empty] | 1
Tonsina | 1 | 1 | 5 | 5 | 6 | 1 |  |  |  | 3 | 5 |  | 1 |  | 5 |  | 6
Trapper Creek | 1 | 1 | 1 | 1 | 1 | 1 | [6 empty] | 1
Tuluksak | 1 | 1 | 1 | 1 | 2 | 1 | 5 | [5 empty] | 1 |  |  |  | 2
Tuntutuliak | 3 | 3 | 3 | 4 | 4 |  |  | 1 | 4 |  |  |  | 3 |  |  | 4
Tununak | 7 | 7 | 7 | 7 | 7 | [6 empty] | 1 | 7
Twin Hills | 3 | 3 | 3 | 3 | 4 |  |  | 1 | 5 |  |  |  | 3 |  |  |  | 4
Two Rivers | 1 | 1 | 1 | 1 | 1 | 1 | [6 empty] | 1
Tyonek | 2 | 3 | 3 | 3 | 3 |  | 1 | 2 |  |  |  |  | 2 | 3
Ugashik | 2 | 2 | 2 | 2 | 3 |  | 1 | 5 |  |  |  |  | 2 |  |  |  | 3
Unalakleet | 3 | 4 | 5 | 5 | 5 |  |  | 1 | 2 | 3 |  |  | 3 | 4 | 5
Unalaska | 6 | 7 | 7 | 7 | 7 | [5 empty] | 1 | 2 | 6 | 7
Valdez | 1 | 7 | 7 | 7 | 7 | 1 | [5 empty] | 2 | 1 | 7
Venetie | 1 | 1 | 1 | 1 | 1 | 1 | [6 empty] | 1
Wainwright | 3 | 3 | 3 | 3 | 3 |  |  | 1 |  |  |  |  | 3
Wales | 7 | 7 | 7 | 7 | 7 | [6 empty] | 1 | 7
Wasilla | 2 | 2 | 2 | 2 | 2 |  | 1 | [5 empty] | 2
Whale Pass | 1 | 1 | 2 | 3 | 3 | 1 | 3 | 4 |  |  |  |  | 1 |  | 2 | 3
White Mountain | 1 | 1 | 2 | 2 | 2 | 1 | 3 | [5 empty] | 1 |  | 2
Whitestone | 1 | 1 | 2 | 2 | 2 | 1 | 3 | [5 empty] | 1 |  | 2
Whitestone Logging Camp | 1 | 4 | 5 | 4 | 4 | 1 |  |  | 2 | 3 |  |  | 1 | 4 | 5
Whittier | 4 | 7 | 7 | 7 | 7 |  |  |  | 1 |  |  | 2 | 4 | 7
Willow | 1 | 1 | 1 | 1 | 1 | 1 | [6 empty] | 1
Willow Creek | 1 | 1 | 2 | 2 | 2 | 1 | 3 | [5 empty] | 1 |  | 2
Wiseman | 1 | 1 | 3 | 4 | 4 | 1 |  | 3 | 4 |  |  |  | 1 |  | 3 | 4
Womens Bay | 5 | 7 | 7 | 7 | 7 |  |  |  |  | 1 |  | 2 | 5 | 7
Wrangell | 1 | 2 | 2 | 2 | 7 | 1 | 2 |  |  |  |  | 5 | 1 | 2 |  |  | 7
Yakutat | 1 | 1 | 2 | 2 | 2 | 1 | 3 | [5 empty] | 1 |  | 2