## Data Dictionary
Alaska Energy Data Gateway
https://akenergygateway.alaska.edu/
Generated on | 2015-11-04 10:11
Dataset Name: | Alaska Energy Statistics Table 2.1a - Certified Utilities Installed Capacity by Prime Mover by Plant (kW)
Dataset Description: | Information about nameplate installed capacity (kW) by prime mover for certified
utilities in Alaska at the plant/community level. For more information, see <a
target="_blank" href="http://iser.uaa.alaska.edu/Publications/2013_12-AlaskaEner
gyStatistics2011Report_Final_2014-04-30.pdf"> Alaska Energy Statistics 1960-2011
Final Report (PDF) </a> <i>Dataset revised May 5, 2014: Updated to Alaska
Energy Statistics CY 2011 Final data</i>
Variables
Table | Name | Label | Type | Units | Description
Energy Statistics Table 2.1a row | year | year | Integer |  | Year of data. Format: YYYY.
utility | utility__name | name | String (up to 50) |  | Name of the certified utility or independent power producer generating electricity and/or servicing a particular community or communities.
utility regulatory status | utility__regulatory_status__name | name | String (up to 50) |  | Utility regulatory status
utility | utility__certificate | certificate | Boolean (Either True, False or None) |  | Indicates whether this utility has an active certificate to operate from the RCA
utility type | utility__utility_type__name | name | String (up to 50) |  | Utility or independent power producer ownership type
utility | utility__eia_operator_id | EIA Operator ID | Integer |  | Operator ID assigned by the Energy Information Administration
plant | plant__name | name | String (up to 100) |  | Name of the facility owned/operated by a certified utility or independent power producer responsible for the day-to-day operation of the generators.
PCE status | plant__pce_status__name | name | String (up to 50) |  | Participation status of community/utility in the Power Cost Equalization Program.
plant | plant__intertied | intertied | Boolean (Either True or False) |  | Indicates whether this plant is connected to an intertie
AKEPS region | plant__akeps_region__abbreviation | abbreviation | String (up to 2) |  | Abbreviation of AKEPS region. Five geographic regions used in early Alaska Energy Statistics reports. The regions, AN-Arctic Northwest, SC-Southcentral, SE-Southeast, SW-Southwest, YU-Yukon represent areas of Alaska sharing broad characteristics.
AKEPS region | plant__akeps_region__name | name | String (up to 50) |  | Name of AKEPS region. Five geographic regions used in early Alaska Energy Statistics reports. The regions, AN-Arctic Northwest, SC-Southcentral, SE-Southeast, SW-Southwest, YU-Yukon represent areas of Alaska sharing broad characteristics.
plant | plant__eia_plant_id | EIA Plant ID | Integer |  | Plant ID assigned by the Energy Information Administration
Energy Statistics Table 2.1a row | community_names | community names | String (up to 200) |  | Name of the community(ies) as recorded in the U.S. Census serviced by a certified utility or independent power producer.
Energy Statistics Table 2.1a row | total_capacity | total capacity | Integer | Kilowatts (KW) | Total nameplate capacity from all types of generators available for electricity production.
Energy Statistics Table 2.1a row | nameplate_capacity_fossil_fuel_turbines | nameplate capacity fossil fuel turbines | Integer | Kilowatts (KW) | Total nameplate capacity from all fossil fuel turbines available for electricity production. Fossil fuel turbines include: gas turbines, steam turbines, and combined cycle generators.
Energy Statistics Table 2.1a row | nameplate_capacity_internal_combustion | nameplate capacity internal combustion | Integer | Kilowatts (KW) | Total nameplate capacity from all reciprocating internal combustion engines available for electricity production.
Energy Statistics Table 2.1a row | nameplate_capacity_hydroelectric | nameplate capacity hydroelectric | Integer | Kilowatts (KW) | Total nameplate capacity from all hydroelectric turbines available for electricity production.
Energy Statistics Table 2.1a row | nameplate_capacity_wind_turbine | nameplate capacity wind turbine | Integer | Kilowatts (KW) | Total nameplate capacity from all wind turbines available for electricity production.
Energy Statistics Table 2.1a row | source | source | String (up to 100) |  | Original source of the data presented: U.S. Energy Information Administration Forms 860, ; Alaska Energy Authority: AEA Village Assessment Program or AEA Program Managers.
Energy Statistics Table 2.1a row | notes | notes | Text |  | Information regarding one or multiple data points in the observation the user should know but not included in the variables listed.
Tables
Name | Description | Source
AKEPS region | Five geographic regions used in early Alaska Energy Statistics reports. The regions, AN-Arctic Northwest, SC-Southcentral, SE-Southeast, SW-Southwest, YU-Yukon represent areas of Alaska sharing broad characteristics.
Energy Statistics Table 2.1a row | A row from Alaska Energy Statistics Table 2.1a - Certified Utilities Installed Capacity by Prime Mover by Plant (kW) 1) Fossil Fuel Turbines include: Gas Turbine (combustion-turbine) produces electricity by passing hot gases produced from combustion of natural gas or distillate oil through the turbine. Steam turbine (fossil-fueled) the fuel is burned in a boiler to produce steam; the steam turns the turbine to produce electricity. Combined Cycle generators produce electricity from otherwise lost waste heat exiting from one or more gas (combustion) turbines. The exiting heat is routed to a conventional boiler or to a heat recovery steam generator for utilization by a steam turbine in the production of electricity. This process increases the efficiency of the electric generating unit. 2) Internal Combustion Reciprocating Engine (diesel) generators have cylinders in which the combustion of fuel takes place and the engine provides mechanical energy to drive the generator to produce electricity. 3) Hydroelectric power is produced from flowing water that spins a turbine connected to a electricity generator. 4) Wind turbine produces electricity by converting kinetic energy into mechanical energy to drive electric power generators. | Energy Information Administration (EIA); Alaska Energy Authority (AEA); Federal Energy Regulatory Commission (FERC); Institute of Social and Economic Research (ISER)
PCE status | Power Cost Equalization Program eligibility status of a Plant
plant | A plant operated by a Utility and serving zero or more Communities | Energy Information Administration (EIA); Alaska Energy Authority (AEA); Regulatory Commission of Alaska (RCA); Institute of Social and Economic Research (ISER)
utility | A utility or independent power producer (IPP) | Energy Information Administration (EIA); Alaska Energy Authority (AEA); Regulatory Commission of Alaska (RCA); Institute of Social and Economic Research (ISER)
utility regulatory status | Regulatory status of a Utility
utility type | Ownership type of a Utility
Unique Identifiers
No individual variables uniquely identify rows.
The following variable combinations uniquely identify rows:
year, utility, plant, community_names
We ask that you include the following citation in publications that make use of
this data:
Alaska Energy Data Gateway, developed by the Institute of Social and Economic
Research, University of Alaska Anchorage, is supported by the U.S. Department
of Energy (DOE), Office of Science, Basic Energy Sciences (BES), under EPSCoR
Award # DE-SC0004903 (database and web application development), and by Alaska
Energy Authority (Renewable Energy Fund data management and reporting). Database
and web hosting is provided by Arctic Region Supercomputing Center, University
of Alaska Fairbanks.

## alaska-energy-statistics-table-
year | utility__name | utility__regulatory_status__name | utility__certificate | utility__utility_type__name | utility__eia_operator_id | plant__name | plant__pce_status__name | plant__intertied | plant__akeps_region__abbreviation | plant__akeps_region__name | plant__eia_plant_id | community_names | total_capacity | nameplate_capacity_fossil_fuel_turbines | nameplate_capacity_internal_combustion | nameplate_capacity_hydroelectric | nameplate_capacity_wind_turbine | source | notes
2011 | Akhiok, City of | Not regulated | TRUE | Public Electric Utility |  | Akhiok | PCE Eligible Inactive | FALSE | SC | Southcentral |  | Akhiok | 360 | 0 | 360 | 0 | 0 | AEA Village Assessment
2011 | Akiachak Native Community | Not regulated | TRUE | Private Electric Utility | 192 | Akiachak | PCE Eligible Active | FALSE | SW | Southwest |  | Akiachak | 1500 | 0 | 1500 | 0 | 0 | AEA Village Assessment
2011 | Akiak City Council | Not regulated | TRUE | Public Electric Utility |  | Akiak | PCE Eligible Active | FALSE | SW | Southwest |  | Akiak | 920 | 0 | 920 | 0 | 0 | AEA Village Assessment
2011 | Akutan, City of | Not regulated | TRUE | Public Electric Utility | 24486 | Akutan | PCE Eligible Active | FALSE | SW | Southwest |  | Akutan | 407 | 0 | 407 | 0 | 0 | AEA Village Assessment
2011 | Alaska Electric Light & Power Company | Regulated | TRUE | Private Electric Utility | 213 | Annex Creek | PCE Ineligible | FALSE | SE | Southeast | 62 | Juneau | 4000 | 0 | 0 | 4000 | 0 | EIA-F860
2011 | Alaska Electric Light & Power Company | Regulated | TRUE | Private Electric Utility | 213 | Auke Bay | PCE Ineligible | FALSE | SE | Southeast | 7250 | Juneau | 36200 | 33700 | 2500 | 0 | 0 | EIA-F860
2011 | Alaska Electric Light & Power Company | Regulated | TRUE | Private Electric Utility | 213 | Gold Creek | PCE Ineligible | FALSE | SE | Southeast | 63 | Juneau | 9700 | 0 | 8100 | 1600 | 0 | EIA-F860
2011 | Alaska Electric Light & Power Company | Regulated | TRUE | Private Electric Utility | 213 | Lake Dorothy | PCE Ineligible | FALSE | SE | Southeast | 57085 | Juneau | 14300 | 0 | 0 | 14300 | 0 | EIA-F860
2011 | Alaska Electric Light & Power Company | Regulated | TRUE | Private Electric Utility | 213 | Lemon Creek | PCE Ineligible | FALSE | SE | Southeast | 64 | Juneau | 61700 | 37200 | 24500 | 0 | 0 | EIA-F860
2011 | Alaska Electric Light & Power Company | Regulated | TRUE | Private Electric Utility | 213 | Salmon Creek 1 | PCE Ineligible | FALSE | SE | Southeast | 65 | Juneau | 8500 | 0 | 0 | 8500 | 0 | EIA-F860
2011 | Alaska Electric Light & Power Company | Regulated | TRUE | Private Electric Utility | 213 | Snettisham | PCE Ineligible | FALSE | SE | Southeast | 78 | Juneau | 78200 | 0 | 0 | 78200 | 0 | EIA-F860
2011 | Alaska Environmental Power LLC | Regulated | TRUE | Independent Power Producer | 58488 | Delta Wind Farm | PCE Ineligible | TRUE | YU | Yukon | 58511 |  | 1000 | 0 | 0 | 0 | 1000 | AEA Wind Program Manager | Plant is also know as Delta Wind. Alaska Environmental LLC is an independent power producer that sells all its power to GVEA.
2011 | Alaska Power & Telephone Company | Regulated | TRUE | Private Electric Utility | 219 | Allakaket | PCE Eligible Active | TRUE | YU | Yukon |  | Allakaket, Alatna | 525 | 0 | 525 | 0 | 0 | AEA Village Assessment | Provides power to Alatna via intertie. Data includes Alatna's information.
2011 | Alaska Power & Telephone Company | Regulated | TRUE | Private Electric Utility | 219 | Bettles | PCE Eligible Active | TRUE | YU | Yukon |  | Bettles, Evansville | 600 | 0 | 600 | 0 | 0 | AEA Village Assessment | Provides power to Evansville via intertie. Data includes Evansville's information.
2011 | Alaska Power & Telephone Company | Regulated | TRUE | Private Electric Utility | 219 | Black Bear Lake | PCE Eligible Active | TRUE | SE | Southeast | 7752 | Craig, Klawock, Hollis, Hydaburg, Thorne Bay, Kasaan, Coffman Cove | 4500 | 0 | 0 | 4500 | 0 | EIA-F860 | Provides power to Hollis, Klawock, Thorne Bay/Kasaan and Hydaburg via intertie.
2011 | Alaska Power & Telephone Company | Regulated | TRUE | Private Electric Utility | 219 | Chistochina | PCE Eligible Active | TRUE | YU | Yukon |  | Chistochina | 200 | 0 | 200 | 0 | 0 | AEA Village Assessment | Receives power from Slana via intertie.
2011 | Alaska Power & Telephone Company | Regulated | TRUE | Private Electric Utility | 219 | Coffman Cove | PCE Eligible Active | TRUE | SE | Southeast |  | Coffman Cove | 660 | 0 | 660 | 0 | 0 | AEA Village Assessment | Part of the Alaska Power Company's grid on Prince of Wales Island.
2011 | Alaska Power & Telephone Company | Regulated | TRUE | Private Electric Utility | 219 | Craig | PCE Eligible Active | TRUE | SE | Southeast | 421 | Craig, Klawock | 4400 | 0 | 4400 | 0 | 0 | EIA-F860 | Part of the Alaska Power Company's grid on Prince of Wales Island. Provides to Hollis, Hydaburg, Klawock, Thorne Bay and Kaasan.
2011 | Alaska Power & Telephone Company | Regulated | TRUE | Private Electric Utility | 219 | Eagle | PCE Eligible Active | TRUE | YU | Yukon |  | Eagle, Eagle Village | 450 | 0 | 450 | 0 | 0 | AEA Village Assessment | Provides power to Eagle Village via intertie. Data includes Eagle Village's information.
2011 | Alaska Power & Telephone Company | Regulated | TRUE | Private Electric Utility | 219 | False Island | PCE Eligible Active | TRUE | SE | Southeast | 56146 | Thorne Bay, Kasaan | 2300 | 0 | 2300 | 0 | 0 | EIA-F860 | Part of the Alaska Power Company's grid on Prince of Wales Island. Receives power from Craig. Refer to Craig for fuel use and cost. Includes data for Kaasan.
2011 | Alaska Power & Telephone Company | Regulated | TRUE | Private Electric Utility | 219 | Goat Lake | PCE Eligible Active | TRUE | SE | Southeast | 7751 | Haines, Covenant Life, Skagway | 4000 | 0 | 0 | 4000 | 0 | EIA-F860 | Part of the Alaska Power Company's grid in the Upper Lynn Canal service area.
2011 | Alaska Power & Telephone Company | Regulated | TRUE | Private Electric Utility | 219 | Haines | PCE Eligible Active | TRUE | SE | Southeast | 69 | Haines, Skagway | 6485 | 0 | 6200 | 285 | 0 | AEA Hydro Program Manager | Plant is also referred to as Lutak. Part of the Alaska Power Company's grid in the Upper Lynn Canal service area.
2011 | Alaska Power & Telephone Company | Regulated | TRUE | Private Electric Utility | 219 | Healy Lake | PCE Eligible Active | FALSE | YU | Yukon |  | Healy Lake | 83 | 0 | 83 | 0 | 0 | AEA Village Assessment
2011 | Alaska Power & Telephone Company | Regulated | TRUE | Private Electric Utility | 219 | Hollis | PCE Eligible Active | TRUE | SE | Southeast |  | Hollis | 450 | 0 | 450 | 0 | 0 | AEA Village Assessment | Part of the Alaska Power Company's grid on Prince of Wales Island. Receives power from Craig. Refer to Craig for fuel use and cost.
2011 | Alaska Power & Telephone Company | Regulated | TRUE | Private Electric Utility | 219 | Hydaburg | PCE Eligible Active | TRUE | SE | Southeast | 423 | Hydaburg | 1000 | 0 | 1000 | 0 | 0 | EIA-F860 | Part of the Alaska Power Company's grid on Prince of Wales Island. Receives power from Craig. Refer to Craig for fuel use and cost.
2011 | Alaska Power & Telephone Company | Regulated | TRUE | Private Electric Utility | 219 | Kasidaya Creek | PCE Eligible Active | TRUE | SE | Southeast | 56542 | Skagway | 3000 | 0 | 0 | 3000 | 0 | EIA-F860 | Part of the Alaska Power Company's grid in the Upper Lynn Canal service area.
2011 | Alaska Power & Telephone Company | Regulated | TRUE | Private Electric Utility | 219 | Naukati Bay | PCE Eligible Active | FALSE | SE | Southeast |  | Naukati Bay | 488 | 0 | 488 | 0 | 0 | AEA Village Assessment
2011 | Alaska Power & Telephone Company | Regulated | TRUE | Private Electric Utility | 219 | Northway | PCE Eligible Active | TRUE | YU | Yukon | 7169 | Northway, Northway Village | 1100 | 0 | 1100 | 0 | 0 | EIA-F860 | Provides power to Northway Village via intertie. Data includes Northway Village's information.
2011 | Alaska Power & Telephone Company | Regulated | TRUE | Private Electric Utility | 219 | Skagway | PCE Eligible Active | TRUE | SE | Southeast | 66 | Haines, Skagway | 4400 | 0 | 3400 | 1000 | 0 | EIA-F860 | Plant is also referred to as Dewey Lake. Part of the Alaska Power Company's grid in the Upper Lynn Canal service area.
2011 | Alaska Power & Telephone Company | Regulated | TRUE | Private Electric Utility | 219 | Slana | PCE Eligible Active | TRUE | YU | Yukon |  | Slana, Chistochina | 730 | 0 | 730 | 0 | 0 | AEA Village Assessment | Provides power to Chistochina via intertie. Includes Chistochina's fuel use and fuel cost.
2011 | Alaska Power & Telephone Company | Regulated | TRUE | Private Electric Utility | 219 | South Fork | PCE Eligible Active | TRUE | SE | Southeast | 56265 | Craig, Klawock, Hollis, Hydaburg, Thorne Bay, Kasaan, Coffman Cove | 2000 | 0 | 0 | 2000 | 0 | EIA-F860 | Receives power from Craig via intertie.
2011 | Alaska Power & Telephone Company | Regulated | TRUE | Private Electric Utility | 219 | Thorne Bay Plant | PCE Eligible Active | TRUE | SE | Southeast | 7414 | Thorne Bay, Kasaan | 345 | 0 | 345 | 0 | 0 | AEA Village Assessment | Part of the Alaska Power Company's grid on Prince of Wales Island. Receives power from Craig. Refer to Craig for fuel use and cost. Includes data for Kaasan.
2011 | Alaska Power & Telephone Company | Regulated | TRUE | Private Electric Utility | 219 | Tok | PCE Eligible Active | TRUE | YU | Yukon | 406 | Tok, Tanacross | 7600 | 0 | 7600 | 0 | 0 | EIA-F860 | Provides power to Tanacross, Tetlin and Dot Lake via intertie. Includes Tanacross' information. Fuel use and cost also includes Tetlin's and Dot Lake's information.
2011 | Alaska Power & Telephone Company | Regulated | TRUE | Private Electric Utility | 219 | Viking | PCE Eligible Active | TRUE | SE | Southeast | 56147 | Craig | 1000 | 0 | 1000 | 0 | 0 | EIA-F860 | Provides power to Hollis, Klawock, Thorne Bay/Kasaan and Hydaburg via intertie.
2011 | Alaska Power & Telephone Company | Regulated | TRUE | Private Electric Utility | 219 | Whale Pass | PCE Eligible Active | FALSE | SE | Southeast |  | Whale Pass | 250 | 0 | 250 | 0 | 0 | AEA Village Assessment
2011 | Alaska Village Electric Cooperative | Not regulated | TRUE | Electric Co-op | 221 | Alakanuk | PCE Eligible Active | FALSE | YU | Yukon | 57053 | Alakanuk | 1300 | 0 | 1300 | 0 | 0 | EIA-F860
2011 | Alaska Village Electric Cooperative | Not regulated | TRUE | Electric Co-op | 221 | Ambler | PCE Eligible Active | FALSE | AN | Arctic Northwest |  | Ambler | 1115 | 0 | 1115 | 0 | 0 | AEA Village Assessment
2011 | Alaska Village Electric Cooperative | Not regulated | TRUE | Electric Co-op | 221 | Anvik | PCE Eligible Active | FALSE | YU | Yukon |  | Anvik | 375 | 0 | 375 | 0 | 0 | AEA Village Assessment
2011 | Alaska Village Electric Cooperative | Not regulated | TRUE | Electric Co-op | 221 | Brevig Mission | PCE Eligible Active | FALSE | AN | Arctic Northwest |  | Brevig Mission | 1025 | 0 | 1025 | 0 | 0 | AEA Village Assessment
2011 | Alaska Village Electric Cooperative | Not regulated | TRUE | Electric Co-op | 221 | Chevak | PCE Eligible Active | FALSE | YU | Yukon | 6311 | Chevak | 2015 | 0 | 1615 | 0 | 400 | AEA Wind Program Manager, AEA Village Assessment
2011 | Alaska Village Electric Cooperative | Not regulated | TRUE | Electric Co-op | 221 | Eek | PCE Eligible Active | FALSE | SW | Southwest |  | Eek | 595 | 0 | 595 | 0 | 0 | AEA Village Assessment
2011 | Alaska Village Electric Cooperative | Not regulated | TRUE | Electric Co-op | 221 | Ekwok | PCE Eligible Active | FALSE | SW | Southwest |  | Ekwok | 370 | 0 | 370 | 0 | 0 | AEA Village Assessment
2011 | Alaska Village Electric Cooperative | Not regulated | TRUE | Electric Co-op | 221 | Elim | PCE Eligible Active | FALSE | AN | Arctic Northwest | 57060 | Elim | 1600 | 0 | 1600 | 0 | 0 | EIA-F860
2011 | Alaska Village Electric Cooperative | Not regulated | TRUE | Electric Co-op | 221 | Emmonak | PCE Eligible Active | FALSE | YU | Yukon | 6314 | Emmonak | 2300 | 0 | 1900 | 0 | 400 | EIA-F860
2011 | Alaska Village Electric Cooperative | Not regulated | TRUE | Electric Co-op | 221 | Gambell | PCE Eligible Active | FALSE | AN | Arctic Northwest | 57062 | Gambell | 1900 | 0 | 1600 | 0 | 300 | EIA-F860
2011 | Alaska Village Electric Cooperative | Not regulated | TRUE | Electric Co-op | 221 | Goodnews Bay | PCE Eligible Active | FALSE | SW | Southwest |  | Goodnews Bay | 480 | 0 | 480 | 0 | 0 | AEA Village Assessment
2011 | Alaska Village Electric Cooperative | Not regulated | TRUE | Electric Co-op | 221 | Grayling | PCE Eligible Active | FALSE | YU | Yukon |  | Grayling | 260 | 0 | 260 | 0 | 0 | AEA Village Assessment
2011 | Alaska Village Electric Cooperative | Not regulated | TRUE | Electric Co-op | 221 | Holy Cross | PCE Eligible Active | FALSE | YU | Yukon |  | Holy Cross | 455 | 0 | 455 | 0 | 0 | AEA Village Assessment
2011 | Alaska Village Electric Cooperative | Not regulated | TRUE | Electric Co-op | 221 | Hooper Bay | PCE Eligible Active | FALSE | YU | Yukon | 6319 | Hooper Bay | 1900 | 0 | 1600 | 0 | 300 | EIA-F860
2011 | Alaska Village Electric Cooperative | Not regulated | TRUE | Electric Co-op | 221 | Huslia | PCE Eligible Active | FALSE | YU | Yukon |  | Huslia | 796 | 0 | 796 | 0 | 0 | AEA Village Assessment
2011 | Alaska Village Electric Cooperative | Not regulated | TRUE | Electric Co-op | 221 | Kaltag | PCE Eligible Active | FALSE | YU | Yukon |  | Kaltag | 549 | 0 | 549 | 0 | 0 | AEA Village Assessment
2011 | Alaska Village Electric Cooperative | Not regulated | TRUE | Electric Co-op | 221 | Kasigluk | PCE Eligible Active | TRUE | SW | Southwest | 57066 | Kasigluk, Nunapitchuk | 1900 | 0 | 1600 | 0 | 300 | EIA-F860 | Provides power to Nunapitchuk via intertie. Fuel use and cost includes Nunapitchuk's information.
2011 | Alaska Village Electric Cooperative | Not regulated | TRUE | Electric Co-op | 221 | Kiana | PCE Eligible Active | FALSE | AN | Arctic Northwest | 6323 | Kiana | 1100 | 0 | 1100 | 0 | 0 | EIA-F860
2011 | Alaska Village Electric Cooperative | Not regulated | TRUE | Electric Co-op | 221 | Kivalina | PCE Eligible Active | FALSE | AN | Arctic Northwest | 57065 | Kivalina | 1100 | 0 | 1100 | 0 | 0 | EIA-F860
2011 | Alaska Village Electric Cooperative | Not regulated | TRUE | Electric Co-op | 221 | Kotlik | PCE Eligible Active | FALSE | YU | Yukon | 57064 | Kotlik | 1400 | 0 | 1400 | 0 | 0 | EIA-F860
2011 | Alaska Village Electric Cooperative | Not regulated | TRUE | Electric Co-op | 221 | Koyuk | PCE Eligible Active | FALSE | AN | Arctic Northwest | 57059 | Koyuk | 1100 | 0 | 1100 | 0 | 0 | EIA-F860
2011 | Alaska Village Electric Cooperative | Not regulated | TRUE | Electric Co-op | 221 | Marshall | PCE Eligible Active | FALSE | YU | Yukon |  | Marshall | 1085 | 0 | 1085 | 0 | 0 | AEA Village Assessment
2011 | Alaska Village Electric Cooperative | Not regulated | TRUE | Electric Co-op | 221 | Mekoryuk | PCE Eligible Active | FALSE | SW | Southwest |  | Mekoryuk | 904 | 0 | 704 | 0 | 200 | AEA Village Assessment
2011 | Alaska Village Electric Cooperative | Not regulated | TRUE | Electric Co-op | 221 | Minto | PCE Eligible Active | FALSE | YU | Yukon |  | Minto | 708 | 0 | 708 | 0 | 0 | AEA Village Assessment
2011 | Alaska Village Electric Cooperative | Not regulated | TRUE | Electric Co-op | 221 | Mountain Village | PCE Eligible Active | FALSE | YU | Yukon | 6329 | Mountain Village | 1700 | 0 | 1700 | 0 | 0 | EIA-F860
2011 | Alaska Village Electric Cooperative | Not regulated | TRUE | Electric Co-op | 221 | New Stuyahok | PCE Eligible Active | FALSE | SW | Southwest |  | New Stuyahok | 1331 | 0 | 1331 | 0 | 0 | AEA Village Assessment
2011 | Alaska Village Electric Cooperative | Not regulated | TRUE | Electric Co-op | 221 | Nightmute | PCE Eligible Active | TRUE | SW | Southwest |  | Nightmute | 325 | 0 | 325 | 0 | 0 | AEA Village Assessment | Receives power from Toksook Bay via intertie. For fuel use and cost, please refer to Toksook Bay.
2011 | Alaska Village Electric Cooperative | Not regulated | TRUE | Electric Co-op | 221 | Noatak | PCE Eligible Active | FALSE | AN | Arctic Northwest | 57051 | Noatak | 1200 | 0 | 1200 | 0 | 0 | EIA-F860
2011 | Alaska Village Electric Cooperative | Not regulated | TRUE | Electric Co-op | 221 | Noorvik | PCE Eligible Active | FALSE | AN | Arctic Northwest | 6330 | Noorvik | 1000 | 0 | 1000 | 0 | 0 | EIA-F860
2011 | Alaska Village Electric Cooperative | Not regulated | TRUE | Electric Co-op | 221 | Nulato | PCE Eligible Active | FALSE | YU | Yukon |  | Nulato | 1002 | 0 | 1002 | 0 | 0 | AEA Village Assessment
2011 | Alaska Village Electric Cooperative | Not regulated | TRUE | Electric Co-op | 221 | Nunapitchuk | PCE Eligible Active | TRUE | SW | Southwest | 6333 | Nunapitchuk | 500 | 0 | 500 | 0 | 0 | AEA Village Assessment | Receives power from Kasigluk. Please refer to Kasigluk for fuel use and cost.
2011 | Alaska Village Electric Cooperative | Not regulated | TRUE | Electric Co-op | 221 | Old Harbor | PCE Eligible Active | FALSE | SC | Southcentral |  | Old Harbor | 703 | 0 | 703 | 0 | 0 | AEA Village Assessment
2011 | Alaska Village Electric Cooperative | Not regulated | TRUE | Electric Co-op | 221 | Pilot Station | PCE Eligible Active | FALSE | YU | Yukon | 57058 | Pilot Station | 1200 | 0 | 1200 | 0 | 0 | EIA-F860
2011 | Alaska Village Electric Cooperative | Not regulated | TRUE | Electric Co-op | 221 | Quinhagak | PCE Eligible Active | FALSE | SW | Southwest | 57057 | Quinhagak | 1400 | 0 | 1100 | 0 | 300 | EIA-F860
2011 | Alaska Village Electric Cooperative | Not regulated | TRUE | Electric Co-op | 221 | Russian Mission | PCE Eligible Active | FALSE | YU | Yukon |  | Russian Mission | 904 | 0 | 904 | 0 | 0 | AEA Village Assessment
2011 | Alaska Village Electric Cooperative | Not regulated | TRUE | Electric Co-op | 221 | Saint Mary's | PCE Eligible Active | TRUE | YU | Yukon | 6338 | Saint Mary's, Andreafsky, Pitkas Point | 6500 | 0 | 6500 | 0 | 0 | EIA-F860 | Provides power to Andreafsky and Pitkas Point via intertie. Includes Andreafsky's information. Fuel use and cost also includes Pitkas Point.
2011 | Alaska Village Electric Cooperative | Not regulated | TRUE | Electric Co-op | 221 | Saint Michael | PCE Eligible Active | FALSE | AN | Arctic Northwest | 57061 | Saint Michael | 1000 | 0 | 1000 | 0 | 0 | EIA-F860
2011 | Alaska Village Electric Cooperative | Not regulated | TRUE | Electric Co-op | 221 | Savoonga | PCE Eligible Active | FALSE | AN | Arctic Northwest | 57052 | Savoonga | 1900 | 0 | 1700 | 0 | 200 | EIA-F860
2011 | Alaska Village Electric Cooperative | Not regulated | TRUE | Electric Co-op | 221 | Scammon Bay | PCE Eligible Active | FALSE | YU | Yukon | 57056 | Scammon Bay | 1300 | 0 | 1300 | 0 | 0 | EIA-F860
2011 | Alaska Village Electric Cooperative | Not regulated | TRUE | Electric Co-op | 221 | Selawik | PCE Eligible Active | FALSE | AN | Arctic Northwest | 6341 | Selawik | 1860 | 0 | 1600 | 0 | 260 | EIA-F860
2011 | Alaska Village Electric Cooperative | Not regulated | TRUE | Electric Co-op | 221 | Shageluk | PCE Eligible Active | FALSE | YU | Yukon |  | Shageluk | 408 | 0 | 408 | 0 | 0 | AEA Village Assessment
2011 | Alaska Village Electric Cooperative | Not regulated | TRUE | Electric Co-op | 221 | Shaktoolik | PCE Eligible Active | FALSE | AN | Arctic Northwest |  | Shaktoolik | 998 | 0 | 998 | 0 | 0 | AEA Village Assessment
2011 | Alaska Village Electric Cooperative | Not regulated | TRUE | Electric Co-op | 221 | Shishmaref | PCE Eligible Active | FALSE | AN | Arctic Northwest | 6345 | Shishmaref | 1400 | 0 | 1400 | 0 | 0 | EIA-F860
2011 | Alaska Village Electric Cooperative | Not regulated | TRUE | Electric Co-op | 221 | Shungnak | PCE Eligible Active | TRUE | AN | Arctic Northwest | 57063 | Shungnak, Kobuk | 1200 | 0 | 1200 | 0 | 0 | EIA-F860 | Provides power to Kobuk via intertie. Fuel use and cost includes Kobuk's information.
2011 | Alaska Village Electric Cooperative | Not regulated | TRUE | Electric Co-op | 221 | Stebbins | PCE Eligible Active | FALSE | AN | Arctic Northwest | 57055 | Stebbins | 1200 | 0 | 1200 | 0 | 0 | EIA-F860
2011 | Alaska Village Electric Cooperative | Not regulated | TRUE | Electric Co-op | 221 | Teller | PCE Eligible Active | FALSE | AN | Arctic Northwest |  | Teller | 1050 | 0 | 1050 | 0 | 0 | AEA Village Assessment
2011 | Alaska Village Electric Cooperative | Not regulated | TRUE | Electric Co-op | 221 | Togiak | PCE Eligible Active | FALSE | SW | Southwest | 6348 | Togiak | 1300 | 0 | 1300 | 0 | 0 | EIA-F860
2011 | Alaska Village Electric Cooperative | Not regulated | TRUE | Electric Co-op | 221 | Toksook Bay | PCE Eligible Active | TRUE | SW | Southwest | 57067 | Toksook Bay, Nightmute, Tununak | 2100 | 0 | 1700 | 0 | 400 | EIA-F860 | Provides power to Nightmute and Tununak via intertie. Fuel use and cost includes Nightmute's and Tununak's information.
2011 | Alaska Village Electric Cooperative | Not regulated | TRUE | Electric Co-op | 221 | Tununak | PCE Eligible Active | TRUE | SW | Southwest |  | Tununak | 325 | 0 | 325 | 0 | 0 | AEA Village Assessment | Receives power from Toksook Bay via intertie. For fuel use and cost, please refer to Toksook Bay.
2011 | Alaska Village Electric Cooperative | Not regulated | TRUE | Electric Co-op | 221 | Upper Kalskag | PCE Eligible Active | TRUE | SW | Southwest | 57054 | Kalskag, Lower Kalskag | 1100 | 0 | 1100 | 0 | 0 | EIA-F860 | Provides power to Lower Kalskag via intertie. Fuel use and cost data includes information for Lower Kalskag.
2011 | Alaska Village Electric Cooperative | Not regulated | TRUE | Electric Co-op | 221 | Wales | PCE Eligible Active | FALSE | AN | Arctic Northwest |  | Wales | 625 | 0 | 495 | 0 | 130 | AEA Village Assessment, AEA Wind Program Manager
2011 | Alutiiq Power Company | Regulated, rate exemption | TRUE | Private Electric Utility |  | Karluk | PCE Eligible Active | FALSE | SC | Southcentral |  | Karluk | 140 | 0 | 140 | 0 | 0 | AEA Village Assessment
2011 | Anchorage Municipal Light & Power | Regulated | TRUE | Public Electric Utility | 599 | Anchorage 1 | PCE Ineligible | TRUE | SC | Southcentral | 75 | Anchorage | 100900 | 100900 | 0 | 0 | 0 | EIA-F860
2011 | Anchorage Municipal Light & Power | Regulated | TRUE | Public Electric Utility | 599 | AWWU Conduit | PCE Ineligible | TRUE | SC | Southcentral |  | Anchorage | 750 | 0 | 0 | 750 | 0 | AEA Hydro Program Manager
2011 | Anchorage Municipal Light & Power | Regulated | TRUE | Public Electric Utility | 599 | Eklutna Lake | PCE Ineligible | TRUE | SC | Southcentral | 77 | Anchorage | 44400 | 0 | 0 | 44400 | 0 | EIA-F860
2011 | Anchorage Municipal Light & Power | Regulated | TRUE | Public Electric Utility | 599 | George M Sullivan Generation Plant 2 | PCE Ineligible | TRUE | SC | Southcentral | 6559 | Anchorage | 266300 | 266300 | 0 | 0 | 0 | EIA-F860
2011 | Aniak Light & Power | Regulated | TRUE | Private Electric Utility | 4959 | Aniak | PCE Eligible Active | FALSE | SW | Southwest | 7182 | Aniak | 1100 | 0 | 1100 | 0 | 0 | EIA-F860
2011 | Arctic Village Electric Company |  | TRUE | Electric Co-op |  | Arctic Village | PCE Eligible Inactive | FALSE | YU | Yukon |  | Arctic Village | 395 | 0 | 395 | 0 | 0 | AEA Village Assessment
2011 | Atka, City of | Not regulated | TRUE | Public Electric Utility | 56256 | Atka | PCE Eligible Active | FALSE | SW | Southwest |  | Atka | 257 | 0 | 257 | 0 | 0 | AEA Village Assessment
2011 | Atmautluak Tribal Utilities | Not regulated | TRUE | Private Electric Utility | 878 | Atmautluak | PCE Eligible Active | FALSE | SW | Southwest |  | Atmautluak | 547 | 0 | 547 | 0 | 0 | AEA Village Assessment
2011 | Aurora Energy LLC Chena | Regulated | TRUE | Independent Power Producer | 986 | Aurora Energy | PCE Ineligible | TRUE | YU | Yukon | 79 | Fairbanks | 27500 | 27500 | 0 | 0 | 0 | EIA-F860 | Aurora Energy LLC is an independent power producer that sells all its power to GVEA.
2011 | Banner Wind, LLC |  |  | Independent Power Producer |  | Banner Peak Wind Farm | PCE Eligible Active | FALSE | AN | Arctic Northwest |  | Nome | 1170 | 0 | 0 | 0 | 1170 | AEA Wind Program Manager | Banner Wind, LLC. is an independent power proucer, who sells all its power to Nome Joint Utility Systems.
2011 | Barrow Utilities & Electric Cooperative Inc. | Not regulated | TRUE | Electric Co-op | 1276 | Barrow | PCE Ineligible | FALSE | AN | Arctic Northwest | 7173 | Barrow | 20300 | 17300 | 3000 | 0 | 0 | EIA-F860
2011 | Beaver Joint Utilities | Not regulated | TRUE | Private Electric Utility |  | Beaver | PCE Eligible Active | FALSE | YU | Yukon |  | Beaver | 244 | 0 | 244 | 0 | 0 | AEA Village Assessment
2011 | Bethel Utilities Corporation | Regulated | TRUE | Private Electric Utility | 1651 | Bethel | PCE Eligible Active | TRUE | SW | Southwest | 6566 | Bethel, Oscarville | 12600 | 0 | 12600 | 0 | 0 | EIA-F860 | Provides power to Oscarville and sells power to Napakiak Ircinraq via intertie. Data includes Oscarville's information.
2011 | Birch Creek Village Electric |  |  | Private Electric Utility | 1747 | Birch Creek | PCE Eligible Inactive | FALSE | YU | Yukon |  | Birch Creek | 28 | 0 | 28 | 0 | 0 | AEA Village Assessment
2011 | Buckland, City of | Not regulated | TRUE | Public Electric Utility |  | Buckland | PCE Eligible Active | FALSE | AN | Arctic Northwest |  | Buckland | 1152 | 0 | 1152 | 0 | 0 | AEA Village Assessment
2011 | Chalkyitsik Village Council | Regulated, rate exemption | TRUE | Private Electric Utility |  | Chalkyitsik | PCE Eligible Active | FALSE | YU | Yukon |  | Chalkyitsik | 307 | 0 | 307 | 0 | 0 | AEA Village Assessment
2011 | Chenega Ira Council | Regulated, rate exemption | TRUE | Private Electric Utility |  | Chenega Bay | PCE Eligible Active | FALSE | SC | Southcentral |  | Chenega Bay | 198 | 0 | 198 | 0 | 0 | AEA Village Assessment
2011 | Chignik, City of | Not regulated | TRUE | Private Electric Utility | 3421 | Chignik | PCE Eligible Active | FALSE | SW | Southwest |  | Chignik | 575 | 0 | 575 | 0 | 0 | AEA Village Assessment
2011 | Chignik Lagoon Power Utility | Regulated, rate exemption | TRUE | Private Electric Utility |  | Chignik Lagoon | PCE Eligible Active | FALSE | SW | Southwest |  | Chignik Lagoon | 453 | 0 | 453 | 0 | 0 | AEA Village Assessment
2011 | Chignik Lake Electric Utility | Not regulated | TRUE | Private Electric Utility |  | Chignik Lake | PCE Eligible Active | FALSE | SW | Southwest |  | Chignik Lake | 442 | 0 | 442 | 0 | 0 | AEA Village Assessment
2011 | Chitina Electric Inc | Not regulated | TRUE | Private Electric Utility | 3465 | Chitina | PCE Eligible Active | FALSE | SC | Southcentral |  | Chitina | 301 | 0 | 301 | 0 | 0 | AEA Village Assessment
2011 | Chugach Electric Assn Inc | Regulated | TRUE | Electric Co-op | 3522 | Beluga | PCE Ineligible | TRUE | SC | Southcentral | 96 |  | 374400 | 374400 | 0 | 0 | 0 | EIA-F860
2011 | Chugach Electric Assn Inc | Regulated | TRUE | Electric Co-op | 3522 | Bernice Lake | PCE Ineligible | TRUE | SC | Southcentral | 6292 |  | 76700 | 76700 | 0 | 0 | 0 | EIA-F860
2011 | Chugach Electric Assn Inc | Regulated | TRUE | Electric Co-op | 3522 | Cooper Lake | PCE Ineligible | TRUE | SC | Southcentral | 6291 |  | 19400 | 0 | 0 | 19400 | 0 | EIA-F860
2011 | Chugach Electric Assn Inc | Regulated | TRUE | Electric Co-op | 3522 | International | PCE Ineligible | TRUE | SC | Southcentral | 6293 |  | 46300 | 46300 | 0 | 0 | 0 | EIA-F860
2011 | Circle Electric Utility | Not regulated | TRUE | Private Electric Utility |  | Circle | PCE Eligible Active | FALSE | YU | Yukon |  | Circle | 188 | 0 | 188 | 0 | 0 | AEA Village Assessment
2011 | Clark's Point, City of | Not regulated | TRUE | Public Electric Utility |  | Clark's Point | PCE Eligible Inactive | FALSE | YU | Yukon |  | Clark's Point | 446 | 0 | 446 | 0 | 0 | AEA Village Assessment
2011 | Copper Valley Elec Assn Inc | Not regulated | TRUE | Private Electric Utility | 4329 | Glennallen | PCE Ineligible | TRUE | SC | Southcentral | 6305 | Glennallen | 10700 | 0 | 10700 | 0 | 0 | EIA-F860
2011 | Copper Valley Elec Assn Inc | Not regulated | TRUE | Private Electric Utility | 4329 | Solomon Gulch | PCE Ineligible | TRUE | SC | Southcentral | 390 | Glennallen, Valdez | 12000 | 0 | 0 | 12000 | 0 | EIA-F860
2011 | Copper Valley Elec Assn Inc | Not regulated | TRUE | Private Electric Utility | 4329 | Valdez | PCE Ineligible | TRUE | SC | Southcentral | 6306 | Valdez | 9700 | 2800 | 6900 | 0 | 0 | EIA-F860
2011 | Copper Valley Elec Assn Inc | Not regulated | TRUE | Private Electric Utility | 4329 | Valdez Cogen | PCE Ineligible | TRUE | SC | Southcentral | 7841 | Valdez | 5300 | 5300 | 0 | 0 | 0 | EIA-F860
2011 | Cordova Electric Cooperative | Not regulated | TRUE | Electric Co-op | 40215 | Humpback Creek | PCE Eligible Active | TRUE | SC | Southcentral | 7042 | Cordova, Eyak | 1200 | 0 | 0 | 1200 | 0 | EIA-F860 | New plant
2011 | Cordova Electric Cooperative | Not regulated | TRUE | Electric Co-op | 40215 | Orca | PCE Eligible Active | TRUE | SC | Southcentral | 789 | Cordova, Eyak | 10700 | 0 | 10700 | 0 | 0 | EIA-F860
2011 | Cordova Electric Cooperative | Not regulated | TRUE | Electric Co-op | 40215 | Power Creek | PCE Eligible Active | TRUE | SC | Southcentral | 7862 | Cordova, Eyak | 6000 | 0 | 0 | 6000 | 0 | AEA Hydro Program Manager
2011 | Egegik Light & Power Co | Not regulated | TRUE | Public Electric Utility | 57351 | Egegik | PCE Eligible Active | FALSE | SW | Southwest | 5553 | Egegik | 380 | 0 | 380 | 0 | 0 | AEA Village Assessment
2011 | Elfin Cove Utility Commission | Not regulated | TRUE | Electric Co-op | 5721 | Elfin Cove | PCE Eligible Active | FALSE | SE | Southeast |  | Elfin Cove | 347 | 0 | 347 | 0 | 0 | AEA Village Assessment
2011 | Enerdyne, LLC |  |  | Independent Power Producer |  | McRoberts Creek | PCE Ineligible | TRUE | SC | Southcentral |  |  | 125 |  |  | 125 |  | AEA Hydro Program Manager | Sells all its power to Matanuska Electric Association
2011 | False Pass, City of | Not regulated | TRUE | Public Electric Utility |  | False Pass | PCE Eligible Active | FALSE | SW | Southwest |  | False Pass | 375 | 0 | 375 | 0 | 0 | AEA Village Assessment
2011 | Galena, City of | Not regulated | TRUE | Public Electric Utility | 6915 | Galena | PCE Eligible Active | FALSE | YU | Yukon | 7437 | Galena | 4200 | 0 | 4200 | 0 | 0 | EIA-F860
2011 | G & K Inc | Regulated | TRUE | Private Electric Utility | 6866 | Cold Bay | PCE Eligible Active | FALSE | SW | Southwest |  | Cold Bay | 2495 | 0 | 2495 | 0 | 0 | AEA Village Assessment
2011 | Gold Country Energy | Regulated | TRUE | Private Electric Utility | 56739 | Central | PCE Eligible Active | FALSE | YU | Yukon | 6111 | Central | 575 | 0 | 575 | 0 | 0 | AEA Village Assessment
2011 | Golden Valley Elec Assn Inc | Regulated | TRUE | Private Electric Utility | 7353 | Delta Power | PCE Ineligible | TRUE | YU | Yukon | 56325 |  | 23100 | 23100 | 0 | 0 | 0 | EIA-F860
2011 | Golden Valley Elec Assn Inc | Regulated | TRUE | Private Electric Utility | 7353 | Fairbanks | PCE Ineligible | TRUE | YU | Yukon | 6286 |  | 42200 | 36800 | 5400 | 0 | 0 | EIA-F860
2011 | Golden Valley Elec Assn Inc | Regulated | TRUE | Private Electric Utility | 7353 | Healy | PCE Ineligible | TRUE | YU | Yukon | 6288 |  | 30800 | 28000 | 2800 | 0 | 0 | EIA-F860
2011 | Golden Valley Elec Assn Inc | Regulated | TRUE | Private Electric Utility | 7353 | North Pole | PCE Ineligible | TRUE | YU | Yukon | 6285 |  | 181000 | 181000 | 0 | 0 | 0 | EIA-F860
2011 | Golovin Power Utilities | Not regulated | TRUE | Public Electric Utility |  | Golovin | PCE Eligible Active | FALSE | AN | Arctic Northwest |  | Golovin | 580 | 0 | 580 | 0 | 0 | AEA Village Assessment
2011 | Gustavus Electric Co | Regulated | TRUE | Private Electric Utility | 7822 | Falls Creek | PCE Eligible Active | FALSE | SE | Southeast |  | Gustavus | 800 | 0 | 0 | 800 | 0 | AEA Hydro Program Manager
2011 | Gustavus Electric Co | Regulated | TRUE | Private Electric Utility | 7822 | Gustavus | PCE Eligible Active | FALSE | SE | Southeast |  | Gustavus | 842 | 0 | 842 | 0 | 0 | AEA Village Assessment
2011 | Gwitchyaa Zhee Utilities Company | Regulated | TRUE | Private Electric Utility | 7833 | Fort Yukon | PCE Eligible Active | FALSE | YU | Yukon | 7174 | Fort Yukon | 1700 | 0 | 1700 | 0 | 0 | EIA-F860
2011 | Homer Electric Assn Inc | Regulated | TRUE | Private Electric Utility | 19558 | Bradley Lake | PCE Ineligible | TRUE | SC | Southcentral | 7367 |  | 126000 | 0 | 0 | 119700 | 0 | EIA-F860 | Generation from Bradley Lake is shared among Chugach, AML&P, HEA, MEA, Seward Electric and GVEA
2011 | Homer Electric Assn Inc | Regulated | TRUE | Private Electric Utility | 19558 | Nikiski Co-Generation | PCE Ineligible | TRUE | SC | Southcentral | 55966 |  | 37900 | 37900 | 0 | 0 | 0 | EIA-F860
2011 | Homer Electric Assn Inc | Regulated | TRUE | Private Electric Utility | 19558 | Seldovia | PCE Ineligible | TRUE | SC | Southcentral | 6283 |  | 2400 | 0 | 2400 | 0 | 0 | EIA-F860
2011 | Hughes Power & Light | Not regulated | TRUE | Public Electric Utility | 9000 | Hughes | PCE Eligible Active | FALSE | YU | Yukon |  | Hughes | 230 | 0 | 230 | 0 | 0 | AEA Village Assessment
2011 | Igiugig Electric Company | Regulated, rate exemption | TRUE | Private Electric Utility | 9192 | Igiugig | PCE Eligible Active | FALSE | SW | Southwest |  | Igiugig | 201 | 0 | 201 | 0 | 0 | AEA Village Assessment
2011 | I-N-N Electric Coop, Inc | Not regulated | TRUE | Electric Co-op | 9188 | Newhalen | PCE Eligible Active | TRUE | SW | Southwest | 7183 | Iliamna, Newhalen, Nondalton | 1500 | 0 | 1500 | 0 | 0 | EIA-F860 | Power produced at the Tazimina hydroelectric project and the Newhalen plant is shared by Iliamna, Newhalen and Nondalton. Newhalen's information is included in Nondalton's data.
2011 | I-N-N Electric Coop, Inc | Not regulated | TRUE | Electric Co-op | 9188 | Tazimina | PCE Eligible Active | TRUE | SW | Southwest |  | Iliamna, Newhalen, Nondalton | 800 | 0 | 0 | 800 | 0 | EIA-F860 | Power produced at the Tazimina hydroelectric project and the Newhalen plant is shared by Iliamna, Newhalen and Nondalton. Iliamna's information is included in Nondalton's data.
2011 | Inside Passage Electric | Regulated | TRUE | Electric Co-op | 18963 | 10 Mile | PCE Eligible Active | TRUE | SE | Southeast |  | Haines, Skagway | 600 | 0 | 0 | 600 | 0 | AEA Hydro Program Manager | Southern Energy Inc (SEI) owned this facility for most of 2011. IPEC bought the 10 Mile plant in October, 2011. Prior to t he purchase SEI wholesale all power to IPEC. All IPEC comminities have a postage stamp rate. Part of the Alaska Power Company's grid in the Upper Lynn Canal service area.
2011 | Inside Passage Electric | Regulated | TRUE | Electric Co-op | 18963 | Angoon | PCE Eligible Active | FALSE | SE | Southeast | 7462 | Angoon | 1500 | 0 | 1500 | 0 | 0 | EIA-F860
2011 | Inside Passage Electric | Regulated | TRUE | Electric Co-op | 18963 | Chilkat Valley | PCE Eligible Active | TRUE | SE | Southeast | 7467 | Chilkat Valley | 1100 | 0 | 1100 | 0 | 0 | EIA-F860 | Provides power to Klukwan via intertie. Power is purchased from AP&T.
2011 | Inside Passage Electric | Regulated | TRUE | Electric Co-op | 18963 | Hoonah | PCE Eligible Active | FALSE | SE | Southeast | 7463 | Hoonah | 2400 | 0 | 2400 | 0 | 0 | EIA-F860
2011 | Inside Passage Electric | Regulated | TRUE | Electric Co-op | 18963 | Kake | PCE Eligible Active | FALSE | SE | Southeast | 7464 | Kake | 2500 | 0 | 2500 | 0 | 0 | EIA-F860
2011 | Ipnatchiaq Electric Company | Not regulated | TRUE | Private Electric Utility | 9416 | Deering | PCE Eligible Active | FALSE | AN | Arctic Northwest |  | Deering | 577 | 0 | 577 | 0 | 0 | AEA Village Assessment
2011 | Ketchikan Public Utilities | Not regulated | TRUE | Public Electric Utility | 10210 | Beaver Falls | PCE Ineligible | TRUE | SE | Southeast | 6580 | Ketchikan | 5400 | 0 | 0 | 5400 | 0 | EIA-F860
2011 | Ketchikan Public Utilities | Not regulated | TRUE | Public Electric Utility | 10210 | Ketchikan | PCE Ineligible | TRUE | SE | Southeast | 84 | Ketchikan | 4200 | 0 | 0 | 4200 | 0 | EIA-F860
2011 | Ketchikan Public Utilities | Not regulated | TRUE | Public Electric Utility | 10210 | Silvis | PCE Ineligible | TRUE | SE | Southeast | 6581 | Ketchikan | 2100 | 0 | 0 | 2100 | 0 | EIA-F860
2011 | Ketchikan Public Utilities | Not regulated | TRUE | Public Electric Utility | 10210 | Swan Lake | PCE Ineligible | TRUE | SE | Southeast | 70 | Wrangell, Petersburg, Ketchikan | 22400 | 0 | 0 | 22400 | 0 | EIA-F860
2011 | Ketchikan Public Utilities | Not regulated | TRUE | Public Electric Utility | 10210 | S W Bailey | PCE Ineligible | TRUE | SE | Southeast | 85 | Ketchikan | 25900 | 0 | 25900 | 0 | 0 | EIA-F860
2011 | King Cove, City of | Not regulated | TRUE | Public Electric Utility | 9897 | King Cove | PCE Eligible Active | FALSE | SW | Southwest | 7493 | King Cove | 2600 | 0 | 1800 | 800 | 0 | EIA-F860
2011 | Kobuk Valley Electric Company |  | TRUE | Electric Co-op |  | Kobuk | PCE Eligible Active | TRUE | AN | Arctic Northwest |  | Kobuk | 215 | 0 | 215 | 0 | 0 | AEA Village Assessment | Receives power from Shungnak via intertie. For fuel use and cost, please refer to Shungnak. On July 1, 2012, AVEC took over operations in Kobuk.
2011 | Kodiak Electric Assn Inc | Regulated | TRUE | Electric Co-op | 10433 | Kodiak | PCE Ineligible | TRUE | SC | Southcentral | 6281 | Kodiak | 22300 | 0 | 22300 | 0 | 0 | EIA-F860
2011 | Kodiak Electric Assn Inc | Regulated | TRUE | Electric Co-op | 10433 | Nymans Plant | PCE Ineligible | TRUE | SC | Southcentral | 7723 | Kodiak | 10000 | 0 | 10000 | 0 | 0 | EIA-F860
2011 | Kodiak Electric Assn Inc | Regulated | TRUE | Electric Co-op | 10433 | Pillar Mountain | PCE Ineligible | TRUE | SC | Southcentral | 57187 | Kodiak | 4500 | 0 | 0 | 0 | 4500 | EIA-F860
2011 | Kodiak Electric Assn Inc | Regulated | TRUE | Electric Co-op | 10433 | Port Lions | PCE Ineligible | TRUE | SC | Southcentral | 6282 | Kodiak | 1000 | 0 | 1000 | 0 | 0 | EIA-F860
2011 | Kodiak Electric Assn Inc | Regulated | TRUE | Electric Co-op | 10433 | Terror Lake | PCE Ineligible | TRUE | SC | Southcentral | 71 | Kodiak | 22400 | 0 | 0 | 22400 | 0 | EIA-F860
2011 | Kokhanok Village Council | Regulated, rate exemption | TRUE | Public Electric Utility | 10455 | Kokhanok | PCE Eligible Active | FALSE | SW | Southwest |  | Kokhanok | 612 | 0 | 612 | 0 | 0 | AEA Village Assessment
2011 | Kotzebue Electric Association | Not regulated | TRUE | Electric Co-op | 10451 | Kotzebue | PCE Eligible Active | FALSE | AN | Arctic Northwest | 6304 | Kotzebue | 14600 | 0 | 11700 | 0 | 1140 | AEA Wind Program Manager
2011 | Koyukuk, City of | Not regulated | TRUE | Public Electric Utility |  | Koyukuk | PCE Eligible Active | FALSE | YU | Yukon |  | Koyukuk | 202 | 0 | 202 | 0 | 0 | AEA Village Assessment
2011 | Kwethluk Incorporated d/b/a Kuiggluum Kallugvia | Not regulated | TRUE | Private Electric Utility | 9832 | Kwethluk | PCE Eligible Active | FALSE | SW | Southwest |  | Kwethluk | 1300 | 0 | 1300 | 0 | 0 | AEA Village Assessment
2011 | Kwigillingok Power Company | Not regulated | TRUE | Private Electric Utility | 10491 | Kwigillingok | PCE Eligible Active | FALSE | SW | Southwest |  | Kwigillingok | 723 | 0 | 723 | 0 | 0 | AEA Village Assessment
2011 | Larsen Bay Utility Company | Not regulated | TRUE | Public Electric Utility | 10716 | Larsen Bay | PCE Eligible Active | FALSE | SC | Southcentral |  | Larsen Bay | 868 | 0 | 393 | 475 | 0 | AEA Hydro Program Manager, AEA Village Assessment
2011 | Levelock Electrical Coop | Not regulated | TRUE | Electric Co-op |  | Levelock | PCE Eligible Active | FALSE | SW | Southwest |  | Levelock | 234 | 0 | 234 | 0 | 0 | AEA Village Assessment
2011 | Manokotak Power Company | Not regulated | TRUE | Private Electric Utility | 26317 | Manokotak | PCE Eligible Active | FALSE | SW | Southwest |  | Manokotak | 730 | 0 | 730 | 0 | 0 | AEA Village Assessment
2011 | Mcgrath Light & Power | Regulated | TRUE | Private Electric Utility | 12119 | McGrath | PCE Eligible Active | FALSE | SW | Southwest | 6555 | McGrath | 2200 | 0 | 2200 | 0 | 0 | EIA-F860
2011 | Metlakatla Power & Light | Regulated | TRUE | Private Electric Utility | 12385 | Centennial | PCE Ineligible | FALSE | SE | Southeast | 7112 | Metlakatla | 3300 | 0 | 3300 | 0 | 0 | EIA-F860
2011 | Metlakatla Power & Light | Regulated | TRUE | Private Electric Utility | 12385 | Chester Lake | PCE Ineligible | FALSE | SE | Southeast | 7168 | Metlakatla | 1000 | 0 | 0 | 1000 | 0 | EIA-F860
2011 | Metlakatla Power & Light | Regulated | TRUE | Private Electric Utility | 12385 | Purple Lake | PCE Ineligible | FALSE | SE | Southeast | 6302 | Metlakatla | 3900 | 0 | 0 | 3900 | 0 | EIA-F860
2011 | Middle Kuskokwim Electric | Regulated | TRUE | Electric Co-op | 12485 | Chuathbaluk | PCE Eligible Active | FALSE | SW | Southwest |  | Chuathbaluk | 179 | 0 | 179 | 0 | 0 | AEA Village Assessment
2011 | Middle Kuskokwim Electric | Regulated | TRUE | Electric Co-op | 12485 | Crooked Creek | PCE Eligible Active | FALSE | SW | Southwest |  | Crooked Creek | 223 | 0 | 223 | 0 | 0 | AEA Village Assessment
2011 | Middle Kuskokwim Electric | Regulated | TRUE | Electric Co-op | 12485 | Red Devil | PCE Eligible Active | FALSE | SW | Southwest |  | Red Devil | 130 | 0 | 130 | 0 | 0 | AEA Village Assessment
2011 | Middle Kuskokwim Electric | Regulated | TRUE | Electric Co-op | 12485 | Sleetmute | PCE Eligible Active | FALSE | SW | Southwest |  | Sleetmute | 323 | 0 | 323 | 0 | 0 | AEA Village Assessment
2011 | Middle Kuskokwim Electric | Regulated | TRUE | Electric Co-op | 12485 | Stony River | PCE Eligible Active | FALSE | SW | Southwest |  | Stony River | 138 | 0 | 138 | 0 | 0 | AEA Village Assessment
2011 | Naknek Electric Association | Not regulated | TRUE | Electric Co-op | 13201 | Naknek | PCE Eligible Active | TRUE | SW | Southwest | 6301 | Naknek, King Salmon, South Naknek | 9900 | 0 | 9900 | 0 | 0 | EIA-F860 | Provides power to South Naknek and King Salmon via intertie. Data includes South Naknek's and King Salmon's information.
2011 | Napakiak Ircinraq | Not regulated | TRUE | Private Electric Utility | 13211 | Napakiak | PCE Eligible Active | TRUE | SW | Southwest |  | Napakiak | 250 | 0 | 250 | 0 | 0 | AEA Village Assessment | Purchases power from Bethel Utilities Corporation
2011 | Naterkaq Light Plant (City of Chefornak) | Not regulated | TRUE | Private Electric Utility | 3422 | Chefornak | PCE Eligible Active | FALSE | SW | Southwest |  | Chefornak | 921 | 0 | 921 | 0 | 0 | AEA Village Assessment
2011 | Native Village of Perryville | Regulated, rate exemption | TRUE | Private Electric Utility | 14832 | Perryville | PCE Eligible Active | FALSE | SW | Southwest |  | Perryville | 497 | 0 | 473 | 0 | 24 | AEA Wind Program Manager, AEA Village Assessment
2011 | Nelson Lagoon Electrical Coop | Not regulated | TRUE | Electric Co-op | 13477 | Nelson Lagoon | PCE Eligible Active | FALSE | SW | Southwest |  | Nelson Lagoon | 300 | 0 | 300 | 0 | 0 | AEA Village Assessment
2011 | New Koliganek Village Council | Regulated, rate exemption | TRUE | Private Electric Utility |  | Koliganek | PCE Eligible Active | FALSE | SW | Southwest |  | Koliganek | 420 | 0 | 420 | 0 | 0 | AEA Village Assessment
2011 | Nikolai, City of | Not regulated | TRUE | Public Electric Utility |  | Nikolai | PCE Eligible Active | FALSE | SW | Southwest |  | Nikolai | 300 | 0 | 300 | 0 | 0 | AEA Village Assessment
2011 | Nome Joint Utility Systems | Not regulated | TRUE | Private Electric Utility | 13642 | Snake River | PCE Eligible Active | FALSE | AN | Arctic Northwest | 90 | Nome | 20500 | 0 | 20500 | 0 | 0 | EIA-F860
2011 | North Slope Borough Power & Light | Not regulated | TRUE | Public Electric Utility | 26616 | Anaktuvuk Pass | PCE Eligible Active | FALSE | AN | Arctic Northwest | 7487 | Anaktuvuk Pass | 2800 | 0 | 2800 | 0 | 0 | EIA-F860
2011 | North Slope Borough Power & Light | Not regulated | TRUE | Public Electric Utility | 26616 | Atqasuk | PCE Eligible Active | FALSE | AN | Arctic Northwest | 7482 | Atqasuk | 3200 | 0 | 3200 | 0 | 0 | EIA-F860
2011 | North Slope Borough Power & Light | Not regulated | TRUE | Public Electric Utility | 26616 | Kaktovik | PCE Eligible Active | FALSE | AN | Arctic Northwest | 7483 | Kaktovik | 2600 | 0 | 2600 | 0 | 0 | EIA-F860
2011 | North Slope Borough Power & Light | Not regulated | TRUE | Public Electric Utility | 26616 | Nuiqsut | PCE Eligible Active | FALSE | AN | Arctic Northwest | 7484 | Nuiqsut | 4200 | 0 | 4200 | 0 | 0 | EIA-F860
2011 | North Slope Borough Power & Light | Not regulated | TRUE | Public Electric Utility | 26616 | Point Hope | PCE Eligible Active | FALSE | AN | Arctic Northwest | 7485 | Point Hope | 2700 | 0 | 2700 | 0 | 0 | EIA-F860
2011 | North Slope Borough Power & Light | Not regulated | TRUE | Public Electric Utility | 26616 | Point Lay | PCE Eligible Active | FALSE | AN | Arctic Northwest | 7486 | Point Lay | 1800 | 0 | 1800 | 0 | 0 | EIA-F860
2011 | North Slope Borough Power & Light | Not regulated | TRUE | Public Electric Utility | 26616 | Wainwright | PCE Eligible Active | FALSE | AN | Arctic Northwest | 7488 | Wainwright | 3000 | 0 | 3000 | 0 | 0 | EIA-F860
2011 | Nunam Iqua Electric Company | Not regulated | TRUE | Public Electric Utility |  | Sheldon Point | PCE Eligible Active | FALSE | YU | Yukon |  | Nunam Iqua | 708 | 0 | 708 | 0 | 0 | AEA Village Assessment
2011 | Nushagak Electric Cooperative | Not regulated | TRUE | Electric Co-op | 13870 | Dillingham | PCE Eligible Active | TRUE | SW | Southwest | 109 | Dillingham, Aleknagik | 6600 | 0 | 6600 | 0 | 0 | EIA-F860 | Provides power to Aleknagik via intertie. Data includes Aleknagik's information.
2011 | Ouzinkie, City of | Not regulated | TRUE | Public Electric Utility | 14234 | Ouzinkie | PCE Eligible Active | FALSE | SC | Southcentral |  | Ouzinkie | 336 | 0 | 336 | 0 | 0 | AEA Village Assessment
2011 | Pedro Bay Village Council | Regulated, rate exemption | TRUE | Private Electric Utility | 14633 | Pedro Bay | PCE Eligible Active | FALSE | SW | Southwest |  | Pedro Bay | 211 | 0 | 211 | 0 | 0 | AEA Village Assessment
2011 | Pelican Utility | Not regulated | TRUE | Public Electric Utility | 29297 | Pelican | PCE Eligible Active | FALSE | SE | Southeast | 6702 | Pelican | 2850 | 0 | 2200 | 700 | 0 | EIA-F860
2011 | Petersburg, City of | Not regulated | TRUE | Public Electric Utility | 14856 | Blind Slough | PCE Ineligible | TRUE | SE | Southeast | 91 | Petersburg | 12700 | 0 | 10700 | 2000 | 0 | EIA-F860
2011 | Pilot Point Electric Utility | Not regulated | TRUE | Public Electric Utility |  | Pilot Point | PCE Eligible Active | FALSE | SW | Southwest |  | Pilot Point | 246 | 0 | 246 | 0 | 0 | AEA Village Assessment
2011 | Platinum, City of | Not regulated | TRUE | Public Electric Utility |  | Platinum | PCE Eligible Inactive | FALSE | SW | Southwest |  | Platinum | 129 | 0 | 129 | 0 | 0 | AEA Village Assessment
2011 | Port Heiden Utilities | Not regulated | TRUE | Public Electric Utility |  | Port Heiden | PCE Eligible Active | FALSE | SW | Southwest |  | Port Heiden | 369 | 0 | 369 | 0 | 0 | AEA Village Assessment
2011 | Puvurnaq Power Company | Regulated, rate exemption | TRUE | Private Electric Utility |  | Kongiganak | PCE Eligible Active | FALSE | SW | Southwest |  | Kongiganak | 1375 | 0 | 925 | 0 | 450 | AEA Village Assessment
2011 | Rampart Village Council | Not regulated |  | Public Electric Utility |  | Rampart | PCE Eligible Inactive | FALSE | YU | Yukon |  | Rampart | 367 | 0 | 367 | 0 | 0 | AEA Village Assessment
2011 | Ruby, City of | Not regulated | TRUE | Public Electric Utility |  | Ruby | PCE Eligible Active | FALSE | YU | Yukon |  | Ruby | 464 | 0 | 464 | 0 | 0 | AEA Village Assessment
2011 | Saint George, City of | Not regulated | TRUE | Public Electric Utility |  | Saint George | PCE Eligible Active | FALSE | SW | Southwest |  | Saint George | 980 | 0 | 980 | 0 | 0 | AEA Village Assessment
2011 | Saint Paul Municipal Electric | Not regulated | TRUE | Public Electric Utility | 17898 | Saint Paul | PCE Eligible Active | FALSE | SW | Southwest |  | Saint Paul | 3295 | 0 | 2620 | 0 | 675 | AEA Village Assessment, AEA Wind Program Manager
2011 | Seward, City of | Not regulated | TRUE | Public Electric Utility | 16955 | Seward | PCE Ineligible | TRUE | SC | Southcentral | 92 | Seward | 15600 | 0 | 15600 | 0 | 0 | EIA-F860
2011 | Sitka, City & Borough of | Not regulated | TRUE | Public Electric Utility | 17271 | Blue Lake | PCE Ineligible | FALSE | SE | Southeast | 93 | Sitka | 7000 | 0 | 0 | 7000 | 0 | EIA-F860
2011 | Sitka, City & Borough of | Not regulated | TRUE | Public Electric Utility | 17271 | Green Lake | PCE Ineligible | FALSE | SE | Southeast | 313 | Sitka | 18600 | 0 | 0 | 18600 | 0 | EIA-F860
2011 | Sitka, City & Borough of | Not regulated | TRUE | Public Electric Utility | 17271 | Jarvis Street | PCE Ineligible | FALSE | SE | Southeast | 6801 | Sitka | 12100 | 0 | 12100 | 0 | 0 | EIA-F860
2011 | Southeast Alaska Power Agency |  |  | Independent Power Producer |  | Tyee Lake | PCE Ineligible | TRUE | SE | Southeast |  | Wrangell, Petersburg, Ketchikan | 22500 | 0 | 0 | 20000 | 0 | FERC
2011 | Stevens Village Ira Council | Not regulated | TRUE | Public Electric Utility |  | Stevens Village | PCE Eligible Inactive | FALSE | YU | Yukon |  | Stevens Village | 263 | 0 | 263 | 0 | 0 | AEA Village Assessment
2011 | Sustainable Energy Company of AK Peninsula | Not regulated |  | Independent Power Producer |  | Pilot Point | PCE Eligible Active | FALSE | SW | Southwest |  | Pilot Point, Port Heiden | 20 | 0 | 0 | 0 | 20 | AEA Wind Program Manager | The communities are eligible for PCE but not the IPP.
2011 | Takotna Community Assoc Inc | Not regulated | TRUE | Public Electric Utility |  | Takotna | PCE Eligible Active | FALSE | SW | Southwest |  | Takotna | 216 | 0 | 216 | 0 | 0 | AEA Village Assessment
2011 | Tanalian Electric Cooperative | Not regulated | TRUE | Public Electric Utility |  | Port Alsworth | PCE Eligible Active | FALSE | SW | Southwest |  | Port Alsworth | 466 | 0 | 466 | 0 | 0 | AEA Village Assessment
2011 | Tanana Power Company Inc | Regulated | TRUE | Private Electric Utility | 18474 | Tanana | PCE Eligible Active | FALSE | YU | Yukon |  | Tanana | 1545 | 0 | 1545 | 0 | 0 | AEA Village Assessment
2011 | Tatitlek Village Ira Council | Regulated | TRUE | Private Electric Utility | 18480 | Tatitlek | PCE Eligible Active | FALSE | SC | Southcentral |  | Tatitlek | 315 | 0 | 315 | 0 | 0 | AEA Village Assessment
2011 | TDX Adak Generating LLC | Regulated | TRUE | Public Electric Utility |  | Adak | PCE Eligible Active | FALSE | SW | Southwest |  | Adak | 4035 | 0 | 4035 | 0 | 0 | AEA Village Assessment
2011 | TDX Corporation | Regulated | TRUE | Private Electric Utility |  | Sand Point | PCE Eligible Active | FALSE | SW | Southwest |  | Sand Point | 3880 | 0 | 2880 | 0 | 1000 | AEA Wind Program Manager, AEA Village Assessment
2011 | TDX Manley Generating LLC | Regulated | TRUE | Private Electric Utility | 56503 | Manley Hot Springs | PCE Eligible Active | FALSE | YU | Yukon | 11591 | Manley Hot Springs | 486 | 0 | 486 | 0 | 0 | AEA Village Assessment
2011 | Tenakee Springs, City of | Not regulated | TRUE | Public Electric Utility | 18541 | Tenakee Springs | PCE Eligible Active | FALSE | SE | Southeast |  | Tenakee Springs | 240 | 0 | 240 | 0 | 0 | AEA Village Assessment
2011 | Tuluksak Traditional | Regulated, rate exemption | TRUE | Private Electric Utility |  | Tuluksak | PCE Eligible Active | FALSE | SW | Southwest |  | Tuluksak | 795 | 0 | 795 | 0 | 0 | AEA Village Assessment
2011 | Tuntutuliak Community | Regulated, rate exemption | TRUE | Electric Co-op | 19267 | Tuntutuliak | PCE Eligible Active | FALSE | SW | Southwest |  | Tuntutuliak | 865 | 0 | 865 | 0 | 0 | AEA Village Assessment
2011 | Twin Hills Village Council | Not regulated | TRUE | Private Electric Utility |  | Twin Hills | PCE Eligible Active | FALSE | SW | Southwest |  | Twin Hills | 220 | 0 | 220 | 0 | 0 | AEA Village Assessment
2011 | Umnak Power Company | Not regulated | TRUE | Private Electric Utility |  | Nikolski | PCE Eligible Active | FALSE | SW | Southwest |  | Nikolski | 261 | 0 | 196 | 0 | 65 | AEA Village Assessment
2011 | Unalakleet Valley Electric Cooperative | Regulated | TRUE | Electric Co-op | 40548 | Unalakleet | PCE Eligible Active | FALSE | AN | Arctic Northwest | 6299 | Unalakleet | 2600 | 0 | 2000 | 0 | 600 | EIA-F860
2011 | Unalaska, City of | Not regulated | TRUE | Public Electric Utility | 19454 | Dutch Harbor | PCE Ineligible | FALSE | SW | Southwest | 7502 | Dutch Harbor | 17500 | 0 | 17500 | 0 | 0 | EIA-F860
2011 | Unalaska, City of | Not regulated | TRUE | Public Electric Utility | 19454 | Unalaska Power Module | PCE Eligible Active | FALSE | SW | Southwest | 7503 | Unalaska | 1100 | 0 | 1100 | 0 | 0 | EIA-F860
2011 | Venetie Village Electric | Regulated, rate exemption | TRUE | Private Electric Utility |  | Venetie | PCE Eligible Active | FALSE | YU | Yukon |  | Venetie | 495 | 0 | 495 | 0 | 0 | AEA Village Assessment
2011 | White Mountain, City of | Not regulated | TRUE | Public Electric Utility | 20535 | White Mountain | PCE Eligible Active | FALSE | AN | Arctic Northwest |  | White Mountain | 585 | 0 | 585 | 0 | 0 | AEA Village Assessment
2011 | Wrangell, City of | Not regulated | TRUE | Public Electric Utility | 21015 | Wrangell | PCE Ineligible | TRUE | SE | Southeast | 95 | Wrangell | 8500 | 0 | 8500 | 0 | 0 | EIA-F860
2011 | Yakutat Power Inc | Not regulated | TRUE | Public Electric Utility | 30150 | Yakutat | PCE Eligible Active | FALSE | SE | Southeast | 6637 | Yakutat | 3700 | 0 | 3700 | 0 | 0 | EIA-F860
2012 | Akhiok, City of | Not regulated | TRUE | Public Electric Utility |  | Akhiok | PCE Eligible Inactive | FALSE | SC | Southcentral |  | Akhiok | 360 | 0 | 360 | 0 | 0 | AEA Village Assessment
2012 | Akiachak Native Community | Not regulated | TRUE | Private Electric Utility | 192 | Akiachak | PCE Eligible Active | FALSE | SW | Southwest |  | Akiachak | 1500 | 0 | 1500 | 0 | 0 | AEA Village Assessment
2012 | Akiak City Council | Not regulated | TRUE | Public Electric Utility |  | Akiak | PCE Eligible Active | FALSE | SW | Southwest |  | Akiak | 920 | 0 | 920 | 0 | 0 | AEA Village Assessment
2012 | Akutan, City of | Not regulated | TRUE | Public Electric Utility | 24486 | Akutan | PCE Eligible Active | FALSE | SW | Southwest |  | Akutan | 407 | 0 | 407 | 0 | 0 | AEA Village Assessment
2012 | Alaska Electric Light & Power Company | Regulated | TRUE | Private Electric Utility | 213 | Annex Creek | PCE Ineligible | FALSE | SE | Southeast | 62 | Juneau | 4000 | 0 | 0 | 4000 | 0 | EIA-F860
2012 | Alaska Electric Light & Power Company | Regulated | TRUE | Private Electric Utility | 213 | Auke Bay | PCE Ineligible | FALSE | SE | Southeast | 7250 | Juneau | 36200 | 33700 | 2500 | 0 | 0 | EIA-F860
2012 | Alaska Electric Light & Power Company | Regulated | TRUE | Private Electric Utility | 213 | Gold Creek | PCE Ineligible | FALSE | SE | Southeast | 63 | Juneau | 9700 | 0 | 8100 | 1600 | 0 | EIA-F860
2012 | Alaska Electric Light & Power Company | Regulated | TRUE | Private Electric Utility | 213 | Lake Dorothy | PCE Ineligible | FALSE | SE | Southeast | 57085 | Juneau | 14300 | 0 | 0 | 14300 | 0 | EIA-F860
2012 | Alaska Electric Light & Power Company | Regulated | TRUE | Private Electric Utility | 213 | Lemon Creek | PCE Ineligible | FALSE | SE | Southeast | 64 | Juneau | 61700 | 37200 | 24500 | 0 | 0 | EIA-F860
2012 | Alaska Electric Light & Power Company | Regulated | TRUE | Private Electric Utility | 213 | Salmon Creek 1 | PCE Ineligible | FALSE | SE | Southeast | 65 | Juneau | 8500 | 0 | 0 | 8500 | 0 | EIA-F860
2012 | Alaska Electric Light & Power Company | Regulated | TRUE | Private Electric Utility | 213 | Snettisham | PCE Ineligible | FALSE | SE | Southeast | 78 | Juneau | 78200 | 0 | 0 | 78200 | 0 | EIA-F860
2012 | Alaska Environmental Power LLC | Regulated | TRUE | Independent Power Producer | 58488 | Delta Wind Farm | PCE Ineligible | TRUE | YU | Yukon | 58511 | Fairbanks | 1000 | 0 | 0 | 0 | 1000 | EIA-F860
2012 | Alaska Power & Telephone Company | Regulated | TRUE | Private Electric Utility | 219 | Allakaket | PCE Eligible Active | TRUE | YU | Yukon |  | Allakaket, Alatna | 525 | 0 | 525 | 0 | 0 | AEA Village Assessment
2012 | Alaska Power & Telephone Company | Regulated | TRUE | Private Electric Utility | 219 | Bettles | PCE Eligible Active | TRUE | YU | Yukon |  | Bettles, Evansville | 600 | 0 | 600 | 0 | 0 | AEA Village Assessment
2012 | Alaska Power & Telephone Company | Regulated | TRUE | Private Electric Utility | 219 | Black Bear Lake | PCE Eligible Active | TRUE | SE | Southeast | 7752 | Craig | 4500 | 0 | 0 | 4500 | 0 | EIA-F860
2012 | Alaska Power & Telephone Company | Regulated | TRUE | Private Electric Utility | 219 | Chistochina | PCE Eligible Active | TRUE | YU | Yukon |  | Chistochina | 200 | 0 | 200 | 0 | 0 | AEA Village Assessment | Receives power from Slana via intertie.
2012 | Alaska Power & Telephone Company | Regulated | TRUE | Private Electric Utility | 219 | Coffman Cove | PCE Eligible Active | TRUE | SE | Southeast |  | Coffman Cove | 660 | 0 | 660 | 0 | 0 | AEA Village Assessment | Part of the Prince of Wales Island grid. Receives power from Craig.
2012 | Alaska Power & Telephone Company | Regulated | TRUE | Private Electric Utility | 219 | Craig | PCE Eligible Active | TRUE | SE | Southeast | 421 | Craig, Klawock | 4400 | 0 | 4400 | 0 | 0 | EIA-F860 | Part of the Prince of Wales Island grid. Provides to Hollis, Hydaburg, Klawock, Thorne Bay and Kaasan, Coffman Cove.
2012 | Alaska Power & Telephone Company | Regulated | TRUE | Private Electric Utility | 219 | Eagle | PCE Eligible Active | TRUE | YU | Yukon |  | Eagle, Eagle Village | 450 | 0 | 450 | 0 | 0 | AEA Village Assessment
2012 | Alaska Power & Telephone Company | Regulated | TRUE | Private Electric Utility | 219 | False Island | PCE Eligible Active | TRUE | SE | Southeast | 56146 | Kasaan, Thorne Bay | 1300 | 0 | 1300 | 0 | 0 | EIA-F860 | Part of the Prince of Wales Island grid. Receives power from Craig.
2012 | Alaska Power & Telephone Company | Regulated | TRUE | Private Electric Utility | 219 | Goat Lake | PCE Eligible Active | TRUE | SE | Southeast | 7751 | Covenant Life, Haines, Skagway | 4000 | 0 | 0 | 4000 | 0 | EIA-F860 | Part of the Upper Lynn Canal Service Area.
2012 | Alaska Power & Telephone Company | Regulated | TRUE | Private Electric Utility | 219 | Haines | PCE Eligible Active | TRUE | SE | Southeast | 69 | Haines | 6200 | 0 | 6200 | 0 | 0 | EIA-F860 | Plant is also referred to as Lutak. Part of the Upper Lynn Canal Service Area.
2012 | Alaska Power & Telephone Company | Regulated | TRUE | Private Electric Utility | 219 | Haines | PCE Eligible Active | TRUE | SE | Southeast | 69 | Haines, Skagway | 6485 | 0 | 6200 | 285 | 0 | AEA Hydro Program Manager | Plant is also referred to as Lutak. Part of the Upper Lynn Canal Service Area.
2012 | Alaska Power & Telephone Company | Regulated | TRUE | Private Electric Utility | 219 | Healy Lake | PCE Eligible Active | FALSE | YU | Yukon |  | Healy Lake | 83 | 0 | 83 | 0 | 0 | AEA Village Assessment
2012 | Alaska Power & Telephone Company | Regulated | TRUE | Private Electric Utility | 219 | Hollis | PCE Eligible Active | TRUE | SE | Southeast |  | Hollis | 450 | 0 | 450 | 0 | 0 | AEA Village Assessment | Part of the Prince of Wales Island grid. Receives power from Craig.
2012 | Alaska Power & Telephone Company | Regulated | TRUE | Private Electric Utility | 219 | Hydaburg | PCE Eligible Active | TRUE | SE | Southeast | 423 | Hydaburg | 1000 | 0 | 1000 | 0 | 0 | EIA-F860 | Part of the Prince of Wales Island grid. Receives power from Craig.
2012 | Alaska Power & Telephone Company | Regulated | TRUE | Private Electric Utility | 219 | Kasidaya Creek | PCE Eligible Active | TRUE | SE | Southeast | 56542 | Covenant Life, Haines, Skagway | 3000 | 0 | 0 | 3000 | 0 | EIA-F860 | Part of the Upper Lynn Canal Service Area.
2012 | Alaska Power & Telephone Company | Regulated | TRUE | Private Electric Utility | 219 | Naukati Bay | PCE Eligible Active | FALSE | SE | Southeast |  | Naukati Bay | 488 | 0 | 488 | 0 | 0 | AEA Village Assessment
2012 | Alaska Power & Telephone Company | Regulated | TRUE | Private Electric Utility | 219 | Northway | PCE Eligible Active | TRUE | YU | Yukon | 7169 | Northway, Northway Village | 1100 | 0 | 1100 | 0 | 0 | EIA-F860
2012 | Alaska Power & Telephone Company | Regulated | TRUE | Private Electric Utility | 219 | Skagway | PCE Eligible Active | TRUE | SE | Southeast | 66 | Covenant Life, Haines, Skagway | 4400 | 0 | 3400 | 1000 | 0 | EIA-F860 | Plant also referred as Dewey Lake. Part of the Upper Lynn Canal Service Area.
2012 | Alaska Power & Telephone Company | Regulated | TRUE | Private Electric Utility | 219 | Slana | PCE Eligible Active | TRUE | YU | Yukon |  | Slana, Chistochina | 730 | 0 | 730 | 0 | 0 | AEA Village Assessment
2012 | Alaska Power & Telephone Company | Regulated | TRUE | Private Electric Utility | 219 | South Fork | PCE Eligible Active | TRUE | SE | Southeast | 56265 | Klawock | 2000 | 0 | 0 | 2000 | 0 | EIA-F860
2012 | Alaska Power & Telephone Company | Regulated | TRUE | Private Electric Utility | 219 | Thorne Bay Plant | PCE Eligible Active | TRUE | SE | Southeast | 7414 | Kasaan, Thorne Bay | 1000 | 0 | 1000 | 0 | 0 | EIA-F860 | Part of the Prince of Wales Island grid. Receives power from Craig.
2012 | Alaska Power & Telephone Company | Regulated | TRUE | Private Electric Utility | 219 | Tok | PCE Eligible Active | TRUE | YU | Yukon | 406 | Tok, Tanacross | 7600 | 0 | 7600 | 0 | 0 | EIA-F860 | Provides power to Tanacross, Tetlin and Dot Lake via intertie.
2012 | Alaska Power & Telephone Company | Regulated | TRUE | Private Electric Utility | 219 | Viking | PCE Eligible Active | TRUE | SE | Southeast | 56147 | Craig | 1000 | 0 | 1000 | 0 | 0 | EIA-F860 | Part of the Prince of Wales Island grid. Provides to Hollis, Hydaburg, Klawock, Thorne Bay and Kaasan, Coffman Cove.
2012 | Alaska Power & Telephone Company | Regulated | TRUE | Private Electric Utility | 219 | Whale Pass | PCE Eligible Active | FALSE | SE | Southeast |  | Whale Pass | 250 | 0 | 250 | 0 | 0 | AEA Village Assessment
2012 | Alaska Village Electric Cooperative | Not regulated | TRUE | Electric Co-op | 221 | Alakanuk | PCE Eligible Active | FALSE | YU | Yukon | 57053 | Alakanuk | 1300 | 0 | 1300 | 0 | 0 | EIA-F860
2012 | Alaska Village Electric Cooperative | Not regulated | TRUE | Electric Co-op | 221 | Ambler | PCE Eligible Active | FALSE | AN | Arctic Northwest |  | Ambler | 1115 | 0 | 1115 | 0 | 0 | AEA Village Assessment
2012 | Alaska Village Electric Cooperative | Not regulated | TRUE | Electric Co-op | 221 | Anvik | PCE Eligible Active | FALSE | YU | Yukon |  | Anvik | 375 | 0 | 375 | 0 | 0 | AEA Village Assessment
2012 | Alaska Village Electric Cooperative | Not regulated | TRUE | Electric Co-op | 221 | Brevig Mission | PCE Eligible Active | FALSE | AN | Arctic Northwest |  | Brevig Mission | 1025 | 0 | 1025 | 0 | 0 | AEA Village Assessment
2012 | Alaska Village Electric Cooperative | Not regulated | TRUE | Electric Co-op | 221 | Chevak | PCE Eligible Active | FALSE | YU | Yukon | 6311 | Chevak | 2015 | 0 | 1615 | 0 | 400 | AEA Wind Program Manager, AEA Village Assessment
2012 | Alaska Village Electric Cooperative | Not regulated | TRUE | Electric Co-op | 221 | Eek | PCE Eligible Active | FALSE | SW | Southwest |  | Eek | 595 | 0 | 595 | 0 | 0 | AEA Village Assessment
2012 | Alaska Village Electric Cooperative | Not regulated | TRUE | Electric Co-op | 221 | Ekwok | PCE Eligible Active | FALSE | SW | Southwest |  | Ekwok | 370 | 0 | 370 | 0 | 0 | AEA Village Assessment
2012 | Alaska Village Electric Cooperative | Not regulated | TRUE | Electric Co-op | 221 | Elim | PCE Eligible Active | FALSE | AN | Arctic Northwest | 57060 | Elim | 1600 | 0 | 1600 | 0 | 0 | EIA-F860
2012 | Alaska Village Electric Cooperative | Not regulated | TRUE | Electric Co-op | 221 | Emmonak | PCE Eligible Active | FALSE | YU | Yukon | 6314 | Emmonak | 2800 | 0 | 2400 | 0 | 400 | EIA-F860 | Source for wind data is the Renewable Energy Fund program.
2012 | Alaska Village Electric Cooperative | Not regulated | TRUE | Electric Co-op | 221 | Gambell | PCE Eligible Active | FALSE | AN | Arctic Northwest | 57062 | Gambell | 1900 | 0 | 1600 | 0 | 300 | EIA-F860 | Source for wind data is the AEA Wind Program Manager
2012 | Alaska Village Electric Cooperative | Not regulated | TRUE | Electric Co-op | 221 | Goodnews Bay | PCE Eligible Active | FALSE | SW | Southwest |  | Goodnews Bay | 480 | 0 | 480 | 0 | 0 | AEA Village Assessment
2012 | Alaska Village Electric Cooperative | Not regulated | TRUE | Electric Co-op | 221 | Grayling | PCE Eligible Active | FALSE | YU | Yukon |  | Grayling | 260 | 0 | 260 | 0 | 0 | AEA Village Assessment
2012 | Alaska Village Electric Cooperative | Not regulated | TRUE | Electric Co-op | 221 | Holy Cross | PCE Eligible Active | FALSE | YU | Yukon |  | Holy Cross | 455 | 0 | 455 | 0 | 0 | AEA Village Assessment
2012 | Alaska Village Electric Cooperative | Not regulated | TRUE | Electric Co-op | 221 | Hooper Bay | PCE Eligible Active | FALSE | YU | Yukon | 6319 | Hooper Bay | 1900 | 0 | 1600 | 0 | 300 | EIA-F860 | Source for wind data is AEA Wind Program Manager
2012 | Alaska Village Electric Cooperative | Not regulated | TRUE | Electric Co-op | 221 | Huslia | PCE Eligible Active | FALSE | YU | Yukon |  | Huslia | 796 | 0 | 796 | 0 | 0 | AEA Village Assessment
2012 | Alaska Village Electric Cooperative | Not regulated | TRUE | Electric Co-op | 221 | Kaltag | PCE Eligible Active | FALSE | YU | Yukon |  | Kaltag | 549 | 0 | 549 | 0 | 0 | AEA Village Assessment
2012 | Alaska Village Electric Cooperative | Not regulated | TRUE | Electric Co-op | 221 | Kasigluk | PCE Eligible Active | TRUE | SW | Southwest | 57066 | Kasigluk, Nunapitchuk | 1900 | 0 | 1600 | 0 | 300 | EIA-F860 | Source for wind data is the AEA Wind Program Manager
2012 | Alaska Village Electric Cooperative | Not regulated | TRUE | Electric Co-op | 221 | Kiana | PCE Eligible Active | FALSE | AN | Arctic Northwest | 6323 | Kiana | 1100 | 0 | 1100 | 0 | 0 | EIA-F860
2012 | Alaska Village Electric Cooperative | Not regulated | TRUE | Electric Co-op | 221 | Kivalina | PCE Eligible Active | FALSE | AN | Arctic Northwest | 57065 | Kivalina | 1100 | 0 | 1100 | 0 | 0 | EIA-F860
2012 | Alaska Village Electric Cooperative | Not regulated | TRUE | Electric Co-op | 221 | Kotlik | PCE Eligible Active | FALSE | YU | Yukon | 57064 | Kotlik | 1400 | 0 | 1400 | 0 | 0 | EIA-F860
2012 | Alaska Village Electric Cooperative | Not regulated | TRUE | Electric Co-op | 221 | Koyuk | PCE Eligible Active | FALSE | AN | Arctic Northwest | 57059 | Koyuk | 1100 | 0 | 1100 | 0 | 0 | EIA-F860
2012 | Alaska Village Electric Cooperative | Not regulated | TRUE | Electric Co-op | 221 | Marshall | PCE Eligible Active | FALSE | YU | Yukon |  | Marshall | 1085 | 0 | 1085 | 0 | 0 | AEA Village Assessment
2012 | Alaska Village Electric Cooperative | Not regulated | TRUE | Electric Co-op | 221 | Mekoryuk | PCE Eligible Active | FALSE | SW | Southwest |  | Mekoryuk | 904 | 0 | 704 | 0 | 200 | AEA Village Assessment
2012 | Alaska Village Electric Cooperative | Not regulated | TRUE | Electric Co-op | 221 | Minto | PCE Eligible Active | FALSE | YU | Yukon |  | Minto | 708 | 0 | 708 | 0 | 0 | AEA Village Assessment
2012 | Alaska Village Electric Cooperative | Not regulated | TRUE | Electric Co-op | 221 | Mountain Village | PCE Eligible Active | FALSE | YU | Yukon | 6329 | Mountain Village | 1700 | 0 | 1700 | 0 | 0 | EIA-F860
2012 | Alaska Village Electric Cooperative | Not regulated | TRUE | Electric Co-op | 221 | New Stuyahok | PCE Eligible Active | FALSE | SW | Southwest |  | New Stuyahok | 1331 | 0 | 1331 | 0 | 0 | AEA Village Assessment
2012 | Alaska Village Electric Cooperative | Not regulated | TRUE | Electric Co-op | 221 | Nightmute | PCE Eligible Active | TRUE | SW | Southwest |  | Nightmute | 325 | 0 | 325 | 0 | 0 | AEA Village Assessment | Receives power from Toksook Bay via intertie.
2012 | Alaska Village Electric Cooperative | Not regulated | TRUE | Electric Co-op | 221 | Noatak | PCE Eligible Active | FALSE | AN | Arctic Northwest | 57051 | Noatak | 1200 | 0 | 1200 | 0 | 0 | EIA-F860
2012 | Alaska Village Electric Cooperative | Not regulated | TRUE | Electric Co-op | 221 | Noorvik | PCE Eligible Active | FALSE | AN | Arctic Northwest | 6330 | Noorvik | 1000 | 0 | 1000 | 0 | 0 | EIA-F860
2012 | Alaska Village Electric Cooperative | Not regulated | TRUE | Electric Co-op | 221 | Nulato | PCE Eligible Active | FALSE | YU | Yukon |  | Nulato | 1002 | 0 | 1002 | 0 | 0 | AEA Village Assessment
2012 | Alaska Village Electric Cooperative | Not regulated | TRUE | Electric Co-op | 221 | Nunapitchuk | PCE Eligible Active | TRUE | SW | Southwest | 6333 | Nunapitchuk | 500 | 0 | 500 | 0 | 0 | AEA Village Assessment | Receives power from Kasigluk.
2012 | Alaska Village Electric Cooperative | Not regulated | TRUE | Electric Co-op | 221 | Old Harbor | PCE Eligible Active | FALSE | SC | Southcentral |  | Old Harbor | 703 | 0 | 703 | 0 | 0 | AEA Village Assessment
2012 | Alaska Village Electric Cooperative | Not regulated | TRUE | Electric Co-op | 221 | Pilot Station | PCE Eligible Active | FALSE | YU | Yukon | 57058 | Pilot Station | 1200 | 0 | 1200 | 0 | 0 | EIA-F860
2012 | Alaska Village Electric Cooperative | Not regulated | TRUE | Electric Co-op | 221 | Quinhagak | PCE Eligible Active | FALSE | SW | Southwest | 57057 | Quinhagak | 1400 | 0 | 1100 | 0 | 300 | EIA-F860 | Source for wind data is the Renewable Energy Fund Program.
2012 | Alaska Village Electric Cooperative | Not regulated | TRUE | Electric Co-op | 221 | Russian Mission | PCE Eligible Active | FALSE | YU | Yukon |  | Russian Mission | 904 | 0 | 904 | 0 | 0 | AEA Village Assessment
2012 | Alaska Village Electric Cooperative | Not regulated | TRUE | Electric Co-op | 221 | Saint Mary's | PCE Eligible Active | TRUE | YU | Yukon | 6338 | Andreafsky, Pitkas Point, Saint Mary's | 6500 | 0 | 6500 | 0 | 0 | EIA-F860
2012 | Alaska Village Electric Cooperative | Not regulated | TRUE | Electric Co-op | 221 | Saint Michael | PCE Eligible Active | FALSE | AN | Arctic Northwest | 57061 | Saint Michael | 1000 | 0 | 1000 | 0 | 0 | EIA-F860
2012 | Alaska Village Electric Cooperative | Not regulated | TRUE | Electric Co-op | 221 | Savoonga | PCE Eligible Active | FALSE | AN | Arctic Northwest | 57052 | Savoonga | 1900 | 0 | 1700 | 0 | 200 | EIA-F860 | Source for wind data is the AEA Wind Program Manager
2012 | Alaska Village Electric Cooperative | Not regulated | TRUE | Electric Co-op | 221 | Scammon Bay | PCE Eligible Active | FALSE | YU | Yukon | 57056 | Scammon Bay | 1300 | 0 | 1300 | 0 | 0 | EIA-F860
2012 | Alaska Village Electric Cooperative | Not regulated | TRUE | Electric Co-op | 221 | Selawik | PCE Eligible Active | FALSE | AN | Arctic Northwest | 6341 | Selawik | 1860 | 0 | 1600 | 0 | 260 | EIA-F860 | Source for wind data is AEA Wind Program Manager
2012 | Alaska Village Electric Cooperative | Not regulated | TRUE | Electric Co-op | 221 | Shageluk | PCE Eligible Active | FALSE | YU | Yukon |  | Shageluk | 408 | 0 | 408 | 0 | 0 | AEA Village Assessment
2012 | Alaska Village Electric Cooperative | Not regulated | TRUE | Electric Co-op | 221 | Shaktoolik | PCE Eligible Active | FALSE | AN | Arctic Northwest |  | Shaktoolik | 1198 | 0 | 998 | 0 | 200 | AEA Village Assessment | Source for wind data is the AEA Wind Program Manager
2012 | Alaska Village Electric Cooperative | Not regulated | TRUE | Electric Co-op | 221 | Shishmaref | PCE Eligible Active | FALSE | AN | Arctic Northwest | 6345 | Shishmaref | 1400 | 0 | 1400 | 0 | 0 | EIA-F860
2012 | Alaska Village Electric Cooperative | Not regulated | TRUE | Electric Co-op | 221 | Shungnak | PCE Eligible Active | TRUE | AN | Arctic Northwest | 57063 | Kobuk, Shungnak | 1200 | 0 | 1200 | 0 | 0 | EIA-F860 | Shungnak provides power to Kobuk via intertie. On July 1, 2012, AVEC took over operations in Kobuk.
2012 | Alaska Village Electric Cooperative | Not regulated | TRUE | Electric Co-op | 221 | Stebbins | PCE Eligible Active | FALSE | AN | Arctic Northwest | 57055 | Stebbins | 1200 | 0 | 1200 | 0 | 0 | EIA-F860
2012 | Alaska Village Electric Cooperative | Not regulated | TRUE | Electric Co-op | 221 | Teller | PCE Eligible Active | FALSE | AN | Arctic Northwest |  | Teller | 1050 | 0 | 1050 | 0 | 0 | AEA Village Assessment
2012 | Alaska Village Electric Cooperative | Not regulated | TRUE | Electric Co-op | 221 | Togiak | PCE Eligible Active | FALSE | SW | Southwest | 6348 | Togiak | 1300 | 0 | 1300 | 0 | 0 | EIA-F860
2012 | Alaska Village Electric Cooperative | Not regulated | TRUE | Electric Co-op | 221 | Toksook Bay | PCE Eligible Active | TRUE | SW | Southwest | 57067 | Nightmute, Toksook Bay, Tununak | 2100 | 0 | 1700 | 0 | 400 | EIA-F860 | Source for wind data is the AEA Wind Program Manager.
2012 | Alaska Village Electric Cooperative | Not regulated | TRUE | Electric Co-op | 221 | Tununak | PCE Eligible Active | TRUE | SW | Southwest |  | Tununak | 325 | 0 | 325 | 0 | 0 | AEA Village Assessment | Receives power from Toksook Bay via intertie.
2012 | Alaska Village Electric Cooperative | Not regulated | TRUE | Electric Co-op | 221 | Upper Kalskag | PCE Eligible Active | TRUE | SW | Southwest | 57054 | Kalskag, Lower Kalskag | 1100 | 0 | 1100 | 0 | 0 | EIA-F860
2012 | Alaska Village Electric Cooperative | Not regulated | TRUE | Electric Co-op | 221 | Wales | PCE Eligible Active | FALSE | AN | Arctic Northwest |  | Wales | 625 | 0 | 495 | 0 | 130 | AEA Village Assessment, AEA Wind Program Manager
2012 | Alutiiq Power Company | Regulated, rate exemption | TRUE | Private Electric Utility |  | Karluk | PCE Eligible Active | FALSE | SC | Southcentral |  | Karluk | 140 | 0 | 140 | 0 | 0 | AEA Village Assessment
2012 | Anchorage Municipal Light & Power | Regulated | TRUE | Public Electric Utility | 599 | Anchorage 1 | PCE Ineligible | TRUE | SC | Southcentral | 75 | Anchorage | 102900 | 100900 | 2000 | 0 | 0 | EIA-F860
2012 | Anchorage Municipal Light & Power | Regulated | TRUE | Public Electric Utility | 599 | AWWU Conduit | PCE Ineligible | TRUE | SC | Southcentral |  | Anchorage | 750 | 0 | 0 | 750 | 0 | AEA Hydro Program Manager
2012 | Anchorage Municipal Light & Power | Regulated | TRUE | Public Electric Utility | 599 | Eklutna Lake | PCE Ineligible | TRUE | SC | Southcentral | 77 | Anchorage | 44400 | 0 | 0 | 44400 | 0 | EIA-F860
2012 | Anchorage Municipal Light & Power | Regulated | TRUE | Public Electric Utility | 599 | George M Sullivan Generation Plant 2 | PCE Ineligible | TRUE | SC | Southcentral | 6559 | Anchorage | 266300 | 266300 | 0 | 0 | 0 | EIA-F860
2012 | Aniak Light & Power | Regulated | TRUE | Private Electric Utility | 4959 | Aniak | PCE Eligible Active | FALSE | SW | Southwest | 7182 | Aniak | 1100 | 0 | 1100 | 0 | 0 | EIA-F860
2012 | Arctic Village Electric Company |  | TRUE | Electric Co-op |  | Arctic Village | PCE Eligible Inactive | FALSE | YU | Yukon |  | Arctic Village | 395 | 0 | 395 | 0 | 0 | AEA Village Assessment
2012 | Atka, City of | Not regulated | TRUE | Public Electric Utility | 56256 | Atka | PCE Eligible Active | FALSE | SW | Southwest |  | Atka | 257 | 0 | 257 | 0 | 0 | AEA Village Assessment
2012 | Atmautluak Tribal Utilities | Not regulated | TRUE | Private Electric Utility | 878 | Atmautluak | PCE Eligible Active | FALSE | SW | Southwest |  | Atmautluak | 547 | 0 | 547 | 0 | 0 | AEA Village Assessment
2012 | Aurora Energy LLC Chena | Regulated | TRUE | Independent Power Producer | 986 | Aurora Energy | PCE Ineligible | TRUE | YU | Yukon | 79 | Fairbanks | 27500 | 27500 | 0 | 0 | 0 | EIA-F860
2012 | Banner Wind, LLC |  |  | Independent Power Producer |  | Banner Peak Wind Farm | PCE Eligible Active | FALSE | AN | Arctic Northwest |  | Nome | 1170 | 0 | 0 | 0 | 1170 | AEA Wind Program Manager
2012 | Barrow Utilities & Electric Cooperative Inc. | Not regulated | TRUE | Electric Co-op | 1276 | Barrow | PCE Ineligible | FALSE | AN | Arctic Northwest | 7173 | Barrow | 20300 | 17300 | 3000 | 0 | 0 | EIA-F860
2012 | Beaver Joint Utilities | Not regulated | TRUE | Private Electric Utility |  | Beaver | PCE Eligible Active | FALSE | YU | Yukon |  | Beaver | 244 | 0 | 244 | 0 | 0 | AEA Village Assessment
2012 | Bethel Utilities Corporation | Regulated | TRUE | Private Electric Utility | 1651 | Bethel | PCE Eligible Active | TRUE | SW | Southwest | 6566 | Bethel, Oscarville | 12600 | 0 | 12600 | 0 | 0 | EIA-F860 | Provides power to Oscarville and sells power to Napakiak Ircinraq via intertie.
2012 | Birch Creek Village Electric |  |  | Private Electric Utility | 1747 | Birch Creek | PCE Eligible Inactive | FALSE | YU | Yukon |  | Birch Creek | 28 | 0 | 28 | 0 | 0 | AEA Village Assessment
2012 | Buckland, City of | Not regulated | TRUE | Public Electric Utility |  | Buckland | PCE Eligible Active | FALSE | AN | Arctic Northwest |  | Buckland | 1152 | 0 | 1152 | 0 | 0 | AEA Village Assessment
2012 | Chalkyitsik Village Council | Regulated, rate exemption | TRUE | Private Electric Utility |  | Chalkyitsik | PCE Eligible Active | FALSE | YU | Yukon |  | Chalkyitsik | 307 | 0 | 307 | 0 | 0 | AEA Village Assessment
2012 | Chenega Ira Council | Regulated, rate exemption | TRUE | Private Electric Utility |  | Chenega Bay | PCE Eligible Active | FALSE | SC | Southcentral |  | Chenega Bay | 198 | 0 | 198 | 0 | 0 | AEA Village Assessment
2012 | Chignik, City of | Not regulated | TRUE | Private Electric Utility | 3421 | Chignik | PCE Eligible Active | FALSE | SW | Southwest |  | Chignik | 575 | 0 | 575 | 0 | 0 | AEA Village Assessment
2012 | Chignik Lagoon Power Utility | Regulated, rate exemption | TRUE | Private Electric Utility |  | Chignik Lagoon | PCE Eligible Active | FALSE | SW | Southwest |  | Chignik Lagoon | 453 | 0 | 453 | 0 | 0 | AEA Village Assessment
2012 | Chignik Lake Electric Utility | Not regulated | TRUE | Private Electric Utility |  | Chignik Lake | PCE Eligible Active | FALSE | SW | Southwest |  | Chignik Lake | 442 | 0 | 442 | 0 | 0 | AEA Village Assessment
2012 | Chitina Electric Inc | Not regulated | TRUE | Private Electric Utility | 3465 | Chitina | PCE Eligible Active | FALSE | SC | Southcentral |  | Chitina | 301 | 0 | 301 | 0 | 0 | AEA Village Assessment
2012 | Chugach Electric Assn Inc | Regulated | TRUE | Electric Co-op | 3522 | Beluga | PCE Ineligible | TRUE | SC | Southcentral | 96 | Anchorage | 374400 | 374400 | 0 | 0 | 0 | EIA-F860 | In addition to Anchorage, CEA serves eight communities.
2012 | Chugach Electric Assn Inc | Regulated | TRUE | Electric Co-op | 3522 | Cooper Lake | PCE Ineligible | TRUE | SC | Southcentral | 6291 | Anchorage | 19400 | 0 | 0 | 19400 | 0 | EIA-F860 | In addition to Anchorage, CEA serves eight communities.
2012 | Chugach Electric Assn Inc | Regulated | TRUE | Electric Co-op | 3522 | International | PCE Ineligible | TRUE | SC | Southcentral | 6293 | Anchorage | 46300 | 46300 | 0 | 0 | 0 | EIA-F860 | In addition to Anchorage, CEA serves eight communities.
2012 | Circle Electric Utility | Not regulated | TRUE | Private Electric Utility |  | Circle | PCE Eligible Active | FALSE | YU | Yukon |  | Circle | 188 | 0 | 188 | 0 | 0 | AEA Village Assessment
2012 | Clark's Point, City of | Not regulated | TRUE | Public Electric Utility |  | Clark's Point | PCE Eligible Inactive | FALSE | YU | Yukon |  | Clark's Point | 446 | 0 | 446 | 0 | 0 | AEA Village Assessment
2012 | Copper Valley Elec Assn Inc | Not regulated | TRUE | Private Electric Utility | 4329 | Glennallen | PCE Ineligible | TRUE | SC | Southcentral | 6305 | Glennallen | 10700 | 0 | 10700 | 0 | 0 | EIA-F860
2012 | Copper Valley Elec Assn Inc | Not regulated | TRUE | Private Electric Utility | 4329 | Solomon Gulch | PCE Ineligible | TRUE | SC | Southcentral | 390 | Valdez | 12000 | 0 | 0 | 12000 | 0 | EIA-F860 | In addition to Valdez, the CVEA service area includes 14 communities.
2012 | Copper Valley Elec Assn Inc | Not regulated | TRUE | Private Electric Utility | 4329 | Valdez | PCE Ineligible | TRUE | SC | Southcentral | 6306 | Valdez | 9700 | 2800 | 6900 | 0 | 0 | EIA-F860 | In addition to Valdez, the CVEA service area includes 14 communities.
2012 | Copper Valley Elec Assn Inc | Not regulated | TRUE | Private Electric Utility | 4329 | Valdez Cogen | PCE Ineligible | TRUE | SC | Southcentral | 7841 | Valdez | 5300 | 5300 | 0 | 0 | 0 | EIA-F860 | In addition to Valdez, the CVEA service area includes 14 communities.
2012 | Cordova Electric Cooperative | Not regulated | TRUE | Electric Co-op | 40215 | Humpback Creek | PCE Eligible Active | TRUE | SC | Southcentral | 7042 | Cordova, Eyak | 1200 | 0 | 0 | 1200 | 0 | EIA-F860
2012 | Cordova Electric Cooperative | Not regulated | TRUE | Electric Co-op | 40215 | Orca | PCE Eligible Active | TRUE | SC | Southcentral | 789 | Cordova, Eyak | 10700 | 0 | 10700 | 0 | 0 | EIA-F860
2012 | Cordova Electric Cooperative | Not regulated | TRUE | Electric Co-op | 40215 | Power Creek | PCE Eligible Active | TRUE | SC | Southcentral | 7862 | Cordova, Eyak | 6000 | 0 | 0 | 6000 | 0 | EIA-F860
2012 | Egegik Light & Power Co | Not regulated | TRUE | Public Electric Utility | 57351 | Egegik | PCE Eligible Active | FALSE | SW | Southwest | 5553 | Egegik | 380 | 0 | 380 | 0 | 0 | AEA Village Assessment
2012 | Elfin Cove Utility Commission | Not regulated | TRUE | Electric Co-op | 5721 | Elfin Cove | PCE Eligible Active | FALSE | SE | Southeast |  | Elfin Cove | 347 | 0 | 347 | 0 | 0 | AEA Village Assessment
2012 | Enerdyne, LLC |  |  | Independent Power Producer |  | McRoberts Creek | PCE Ineligible | TRUE | SC | Southcentral |  | Palmer, Wasilla | 125 | 0 | 0 | 125 | 0 | AEA Hydro Program Manager
2012 | False Pass, City of | Not regulated | TRUE | Public Electric Utility |  | False Pass | PCE Eligible Active | FALSE | SW | Southwest |  | False Pass | 375 | 0 | 375 | 0 | 0 | AEA Village Assessment
2012 | Fire Island Wind LLC | Regulated | TRUE | Independent Power Producer | 58422 | Fire Island | PCE Ineligible | TRUE | SC | Southcentral | 58425 | Anchorage | 18000 | 0 | 0 | 0 | 18000 | EIA-F860
2012 | Galena, City of | Not regulated | TRUE | Public Electric Utility | 6915 | Galena | PCE Eligible Active | FALSE | YU | Yukon | 7437 | Galena | 4200 | 0 | 4200 | 0 | 0 | EIA-F860
2012 | G & K Inc | Regulated | TRUE | Private Electric Utility | 6866 | Cold Bay | PCE Eligible Active | FALSE | SW | Southwest |  | Cold Bay | 2495 | 0 | 2495 | 0 | 0 | AEA Village Assessment
2012 | Gold Country Energy | Regulated | TRUE | Private Electric Utility | 56739 | Central | PCE Eligible Active | FALSE | YU | Yukon | 6111 | Central | 575 | 0 | 575 | 0 | 0 | AEA Village Assessment
2012 | Golden Valley Elec Assn Inc | Regulated | TRUE | Private Electric Utility | 7353 | Delta Power | PCE Ineligible | TRUE | YU | Yukon | 56325 | Fairbanks | 23100 | 23100 | 0 | 0 | 0 | EIA-F860 | In addition to Fairbanks, the GVEA service are includes 25 communities.
2012 | Golden Valley Elec Assn Inc | Regulated | TRUE | Private Electric Utility | 7353 | Eva Creek | PCE Ineligible | TRUE |  |  | 57935 |  | 24600 | 0 | 0 | 0 | 24600 | AEA
2012 | Golden Valley Elec Assn Inc | Regulated | TRUE | Private Electric Utility | 7353 | Fairbanks | PCE Ineligible | TRUE | YU | Yukon | 6286 | Fairbanks | 42200 | 36800 | 5400 | 0 | 0 | EIA-F860 | In addition to Fairbanks, the GVEA service are includes 25 communities.
2012 | Golden Valley Elec Assn Inc | Regulated | TRUE | Private Electric Utility | 7353 | Healy | PCE Ineligible | TRUE | YU | Yukon | 6288 | Fairbanks | 30800 | 28000 | 2800 | 0 | 0 | EIA-F860 | In addition to Fairbanks, the GVEA service are includes 25 communities.
2012 | Golden Valley Elec Assn Inc | Regulated | TRUE | Private Electric Utility | 7353 | North Pole | PCE Ineligible | TRUE | YU | Yukon | 6285 | Fairbanks | 181000 | 181000 | 0 | 0 | 0 | EIA-F860 | In addition to Fairbanks, the GVEA service are includes 25 communities.
2012 | Golovin Power Utilities | Not regulated | TRUE | Public Electric Utility |  | Golovin | PCE Eligible Active | FALSE | AN | Arctic Northwest |  | Golovin | 580 | 0 | 580 | 0 | 0 | AEA Village Assessment
2012 | Gustavus Electric Co | Regulated | TRUE | Private Electric Utility | 7822 | Falls Creek | PCE Eligible Active | FALSE | SE | Southeast |  | Gustavus | 800 | 0 | 0 | 800 | 0 | AEA Hydro Program Manager
2012 | Gustavus Electric Co | Regulated | TRUE | Private Electric Utility | 7822 | Gustavus | PCE Eligible Active | FALSE | SE | Southeast |  | Gustavus | 842 | 0 | 842 | 0 | 0 | AEA Village Assessment
2012 | Gwitchyaa Zhee Utilities Company | Regulated | TRUE | Private Electric Utility | 7833 | Fort Yukon | PCE Eligible Active | FALSE | YU | Yukon | 7174 | Fort Yukon | 2700 | 0 | 2700 | 0 | 0 | EIA-F860
2012 | Homer Electric Assn Inc | Regulated | TRUE | Private Electric Utility | 19558 | Bernice Lake | PCE Ineligible | TRUE | SC | Southcentral | 6292 | Homer | 76700 | 76700 | 0 | 0 | 0 | EIA-F860 | In addition to Homer, HEA serves 24 communities.
2012 | Homer Electric Assn Inc | Regulated | TRUE | Private Electric Utility | 19558 | Bradley Lake | PCE Ineligible | TRUE | SC | Southcentral | 7367 | Anchorage | 120000 | 0 | 0 | 120000 | 0 | EIA-F860 | In addition to Homer, HEA serves 24 communities. In previous reports, 126 MW of installed capacity were reported based on the values reported to EIA. However, the FERC record is 120 MW and it is unclear why higher values have been reported to EIA over the last few years.
2012 | Homer Electric Assn Inc | Regulated | TRUE | Private Electric Utility | 19558 | Nikiski Co-Generation | PCE Ineligible | TRUE | SC | Southcentral | 55966 | Homer | 37900 | 37900 | 0 | 0 | 0 | EIA-F860 | In addition to Homer, HEA serves 24 communities.
2012 | Homer Electric Assn Inc | Regulated | TRUE | Private Electric Utility | 19558 | Seldovia | PCE Ineligible | TRUE | SC | Southcentral | 6283 | Seldovia | 2400 | 0 | 2400 | 0 | 0 | EIA-F860 | In addition to Homer, HEA serves 24 communities.
2012 | Hughes Power & Light | Not regulated | TRUE | Public Electric Utility | 9000 | Hughes | PCE Eligible Active | FALSE | YU | Yukon |  | Hughes | 230 | 0 | 230 | 0 | 0 | AEA Village Assessment
2012 | Igiugig Electric Company | Regulated, rate exemption | TRUE | Private Electric Utility | 9192 | Igiugig | PCE Eligible Active | FALSE | SW | Southwest |  | Igiugig | 201 | 0 | 201 | 0 | 0 | AEA Village Assessment
2012 | I-N-N Electric Coop, Inc | Not regulated | TRUE | Electric Co-op | 9188 | Newhalen | PCE Eligible Active | TRUE | SW | Southwest | 7183 | Iliamna, Newhalen, Nondalton | 1700 | 0 | 900 | 800 | 0 | EIA-F860 | Power produced at the Tazimina hydroelectric project and the Newhalen plant is shared by Iliamna, Newhalen and Nondalton.
2012 | Inside Passage Electric | Regulated | TRUE | Electric Co-op | 18963 | 10 Mile | PCE Eligible Active | TRUE | SE | Southeast |  | Haines, Skagway | 600 | 0 | 0 | 600 | 0 | AEA Hydro Program Manager | Part of the Upper Lynn Canal Service Area.
2012 | Inside Passage Electric | Regulated | TRUE | Electric Co-op | 18963 | Angoon | PCE Eligible Active | FALSE | SE | Southeast | 7462 | Angoon | 1500 | 0 | 1500 | 0 | 0 | EIA-F860
2012 | Inside Passage Electric | Regulated | TRUE | Electric Co-op | 18963 | Chilkat Valley | PCE Eligible Active | TRUE | SE | Southeast | 7467 | Chilkat Valley | 600 | 0 | 600 | 0 | 0 | EIA-F860 | Provides power to Klukwan via intertie.
2012 | Inside Passage Electric | Regulated | TRUE | Electric Co-op | 18963 | Hoonah | PCE Eligible Active | FALSE | SE | Southeast | 7463 | Hoonah | 2000 | 0 | 2000 | 0 | 0 | EIA-F860
2012 | Inside Passage Electric | Regulated | TRUE | Electric Co-op | 18963 | Kake | PCE Eligible Active | FALSE | SE | Southeast | 7464 | Kake | 2400 | 0 | 2400 | 0 | 0 | EIA-F860
2012 | Ipnatchiaq Electric Company | Not regulated | TRUE | Private Electric Utility | 9416 | Deering | PCE Eligible Active | FALSE | AN | Arctic Northwest |  | Deering | 577 | 0 | 577 | 0 | 0 | AEA Village Assessment
2012 | Ketchikan Public Utilities | Not regulated | TRUE | Public Electric Utility | 10210 | Beaver Falls | PCE Ineligible | TRUE | SE | Southeast | 6580 | Ketchikan | 5400 | 0 | 0 | 5400 | 0 | EIA-F860
2012 | Ketchikan Public Utilities | Not regulated | TRUE | Public Electric Utility | 10210 | Ketchikan | PCE Ineligible | TRUE | SE | Southeast | 84 | Ketchikan | 4200 | 0 | 0 | 4200 | 0 | EIA-F860
2012 | Ketchikan Public Utilities | Not regulated | TRUE | Public Electric Utility | 10210 | Silvis | PCE Ineligible | TRUE | SE | Southeast | 6581 | Ketchikan | 2100 | 0 | 0 | 2100 | 0 | EIA-F860
2012 | Ketchikan Public Utilities | Not regulated | TRUE | Public Electric Utility | 10210 | Swan Lake | PCE Ineligible | TRUE | SE | Southeast | 70 | Ketchikan, Petersburg, Wrangell | 22400 | 0 | 0 | 22400 | 0 | EIA-F860
2012 | Ketchikan Public Utilities | Not regulated | TRUE | Public Electric Utility | 10210 | S W Bailey | PCE Ineligible | TRUE | SE | Southeast | 85 | Ketchikan | 25900 | 0 | 25900 | 0 | 0 | EIA-F860
2012 | King Cove, City of | Not regulated | TRUE | Public Electric Utility | 9897 | King Cove | PCE Eligible Active | FALSE | SW | Southwest | 7493 | King Cove | 2600 | 0 | 1800 | 800 | 0 | EIA-F860
2012 | Kobuk Valley Electric Company |  | TRUE | Electric Co-op |  | Kobuk | PCE Eligible Active | TRUE | AN | Arctic Northwest |  | Kobuk | 215 | 0 | 215 | 0 | 0 | AEA Village Assessment
2012 | Kodiak Electric Assn Inc | Regulated | TRUE | Electric Co-op | 10433 | Kodiak | PCE Ineligible | TRUE | SC | Southcentral | 6281 | Kodiak | 22300 | 0 | 22300 | 0 | 0 | EIA-F860 | The KEA service area also includes: Port Lions, Chiniak, Womens Bay and Woody Island.
2012 | Kodiak Electric Assn Inc | Regulated | TRUE | Electric Co-op | 10433 | Nymans Plant | PCE Ineligible | TRUE | SC | Southcentral | 7723 | Kodiak | 10000 | 0 | 10000 | 0 | 0 | EIA-F860 | The KEA service area also includes: Port Lions, Chiniak, Womens Bay and Woody Island.
2012 | Kodiak Electric Assn Inc | Regulated | TRUE | Electric Co-op | 10433 | Pillar Mountain | PCE Ineligible | TRUE | SC | Southcentral | 57187 | Kodiak | 9000 | 0 | 0 | 0 | 9000 | EIA-F860 | The KEA service area also includes: Port Lions, Chiniak, Womens Bay and Woody Island.
2012 | Kodiak Electric Assn Inc | Regulated | TRUE | Electric Co-op | 10433 | Port Lions | PCE Ineligible | TRUE | SC | Southcentral | 6282 | Kodiak | 1000 | 0 | 1000 | 0 | 0 | EIA-F860 | The KEA service area also includes: Port Lions, Chiniak, Womens Bay and Woody Island.
2012 | Kodiak Electric Assn Inc | Regulated | TRUE | Electric Co-op | 10433 | Terror Lake | PCE Ineligible | TRUE | SC | Southcentral | 71 | Kodiak | 22400 | 0 | 0 | 22400 | 0 | EIA-F860 | The KEA service area also includes: Port Lions, Chiniak, Womens Bay and Woody Island.
2012 | Kokhanok Village Council | Regulated, rate exemption | TRUE | Public Electric Utility | 10455 | Kokhanok | PCE Eligible Active | FALSE | SW | Southwest |  | Kokhanok | 792 | 0 | 612 | 0 | 180 | AEA Village Assessment | Source for wind data is Marsh Creek LLC
2012 | Kotzebue Electric Association | Not regulated | TRUE | Electric Co-op | 10451 | Kotzebue | PCE Eligible Active | FALSE | AN | Arctic Northwest | 6304 | Kotzebue | 15400 | 0 | 10700 | 0 | 4700 | EIA-F860
2012 | Koyukuk, City of | Not regulated | TRUE | Public Electric Utility |  | Koyukuk | PCE Eligible Active | FALSE | YU | Yukon |  | Koyukuk | 202 | 0 | 202 | 0 | 0 | AEA Village Assessment
2012 | Kwethluk Incorporated d/b/a Kuiggluum Kallugvia | Not regulated | TRUE | Private Electric Utility | 9832 | Kwethluk | PCE Eligible Active | FALSE | SW | Southwest |  | Kwethluk | 1300 | 0 | 1300 | 0 | 0 | AEA Village Assessment
2012 | Kwigillingok Power Company | Not regulated | TRUE | Private Electric Utility | 10491 | Kwigillingok | PCE Eligible Active | FALSE | SW | Southwest |  | Kwigillingok | 1198 | 0 | 723 | 0 | 475 | AEA Village Assessment | Source for wind data is the Renewable Energy Fund program.
2012 | Larsen Bay Utility Company | Not regulated | TRUE | Public Electric Utility | 10716 | Larsen Bay | PCE Eligible Active | FALSE | SC | Southcentral |  | Larsen Bay | 868 | 0 | 393 | 475 | 0 | AEA Hydro Program Manager, AEA Village Assessment
2012 | Levelock Electrical Coop | Not regulated | TRUE | Electric Co-op |  | Levelock | PCE Eligible Active | FALSE | SW | Southwest |  | Levelock | 234 | 0 | 234 | 0 | 0 | AEA Village Assessment
2012 | Manokotak Power Company | Not regulated | TRUE | Private Electric Utility | 26317 | Manokotak | PCE Eligible Active | FALSE | SW | Southwest |  | Manokotak | 730 | 0 | 730 | 0 | 0 | AEA Village Assessment
2012 | Mcgrath Light & Power | Regulated | TRUE | Private Electric Utility | 12119 | McGrath | PCE Eligible Active | FALSE | SW | Southwest | 6555 | McGrath | 2200 | 0 | 2200 | 0 | 0 | EIA-F860
2012 | Metlakatla Power & Light | Regulated | TRUE | Private Electric Utility | 12385 | Centennial | PCE Ineligible | FALSE | SE | Southeast | 7112 | Metlakatla | 3300 | 0 | 3300 | 0 | 0 | EIA-F860
2012 | Metlakatla Power & Light | Regulated | TRUE | Private Electric Utility | 12385 | Chester Lake | PCE Ineligible | FALSE | SE | Southeast | 7168 | Metlakatla | 1000 | 0 | 0 | 1000 | 0 | EIA-F860
2012 | Metlakatla Power & Light | Regulated | TRUE | Private Electric Utility | 12385 | Purple Lake | PCE Ineligible | FALSE | SE | Southeast | 6302 | Metlakatla | 3900 | 0 | 0 | 3900 | 0 | EIA-F860
2012 | Middle Kuskokwim Electric | Regulated | TRUE | Electric Co-op | 12485 | Chuathbaluk | PCE Eligible Active | FALSE | SW | Southwest |  | Chuathbaluk | 179 | 0 | 179 | 0 | 0 | AEA Village Assessment
2012 | Middle Kuskokwim Electric | Regulated | TRUE | Electric Co-op | 12485 | Crooked Creek | PCE Eligible Active | FALSE | SW | Southwest |  | Crooked Creek | 223 | 0 | 223 | 0 | 0 | AEA Village Assessment
2012 | Middle Kuskokwim Electric | Regulated | TRUE | Electric Co-op | 12485 | Red Devil | PCE Eligible Active | FALSE | SW | Southwest |  | Red Devil | 130 | 0 | 130 | 0 | 0 | AEA Village Assessment
2012 | Middle Kuskokwim Electric | Regulated | TRUE | Electric Co-op | 12485 | Sleetmute | PCE Eligible Active | FALSE | SW | Southwest |  | Sleetmute | 323 | 0 | 323 | 0 | 0 | AEA Village Assessment
2012 | Middle Kuskokwim Electric | Regulated | TRUE | Electric Co-op | 12485 | Stony River | PCE Eligible Active | FALSE | SW | Southwest |  | Stony River | 138 | 0 | 138 | 0 | 0 | AEA Village Assessment
2012 | Naknek Electric Association | Not regulated | TRUE | Electric Co-op | 13201 | Naknek | PCE Eligible Active | TRUE | SW | Southwest | 6301 | King Salmon, Naknek, South Naknek | 9900 | 0 | 9900 | 0 | 0 | EIA-F860
2012 | Napakiak Ircinraq | Not regulated | TRUE | Private Electric Utility | 13211 | Napakiak | PCE Eligible Active | TRUE | SW | Southwest |  | Napakiak | 250 | 0 | 250 | 0 | 0 | AEA Village Assessment | Purchases power from Bethel Utilities Corporation.
2012 | Naterkaq Light Plant (City of Chefornak) | Not regulated | TRUE | Private Electric Utility | 3422 | Chefornak | PCE Eligible Active | FALSE | SW | Southwest |  | Chefornak | 921 | 0 | 921 | 0 | 0 | AEA Village Assessment
2012 | Native Village of Perryville | Regulated, rate exemption | TRUE | Private Electric Utility | 14832 | Perryville | PCE Eligible Active | FALSE | SW | Southwest |  | Perryville | 497 | 0 | 473 | 0 | 24 | AEA Wind Program Manager, AEA Village Assessment
2012 | Nelson Lagoon Electrical Coop | Not regulated | TRUE | Electric Co-op | 13477 | Nelson Lagoon | PCE Eligible Active | FALSE | SW | Southwest |  | Nelson Lagoon | 300 | 0 | 300 | 0 | 0 | AEA Village Assessment
2012 | New Koliganek Village Council | Regulated, rate exemption | TRUE | Private Electric Utility |  | Koliganek | PCE Eligible Active | FALSE | SW | Southwest |  | Koliganek | 420 | 0 | 420 | 0 | 0 | AEA Village Assessment
2012 | Nikolai, City of | Not regulated | TRUE | Public Electric Utility |  | Nikolai | PCE Eligible Active | FALSE | SW | Southwest |  | Nikolai | 300 | 0 | 300 | 0 | 0 | AEA Village Assessment
2012 | Nome Joint Utility Systems | Not regulated | TRUE | Private Electric Utility | 13642 | Snake River | PCE Eligible Active | FALSE | AN | Arctic Northwest | 90 | Nome | 20500 | 0 | 20500 | 0 | 0 | EIA-F860
2012 | North Slope Borough Power & Light | Not regulated | TRUE | Public Electric Utility | 26616 | Anaktuvuk Pass | PCE Eligible Active | FALSE | AN | Arctic Northwest | 7487 | Anaktuvuk Pass | 2800 | 0 | 2800 | 0 | 0 | EIA-F860
2012 | North Slope Borough Power & Light | Not regulated | TRUE | Public Electric Utility | 26616 | Atqasuk | PCE Eligible Active | FALSE | AN | Arctic Northwest | 7482 | Atqasuk | 3200 | 0 | 3200 | 0 | 0 | EIA-F860
2012 | North Slope Borough Power & Light | Not regulated | TRUE | Public Electric Utility | 26616 | Kaktovik | PCE Eligible Active | FALSE | AN | Arctic Northwest | 7483 | Kaktovik | 2600 | 0 | 2600 | 0 | 0 | EIA-F860
2012 | North Slope Borough Power & Light | Not regulated | TRUE | Public Electric Utility | 26616 | Nuiqsut | PCE Eligible Active | FALSE | AN | Arctic Northwest | 7484 | Nuiqsut | 3800 | 0 | 3800 | 0 | 0 | EIA-F860
2012 | North Slope Borough Power & Light | Not regulated | TRUE | Public Electric Utility | 26616 | Point Hope | PCE Eligible Active | FALSE | AN | Arctic Northwest | 7485 | Point Hope | 2700 | 0 | 2700 | 0 | 0 | EIA-F860
2012 | North Slope Borough Power & Light | Not regulated | TRUE | Public Electric Utility | 26616 | Point Lay | PCE Eligible Active | FALSE | AN | Arctic Northwest | 7486 | Point Lay | 1800 | 0 | 1800 | 0 | 0 | EIA-F860
2012 | North Slope Borough Power & Light | Not regulated | TRUE | Public Electric Utility | 26616 | Wainwright | PCE Eligible Active | FALSE | AN | Arctic Northwest | 7488 | Wainwright | 3000 | 0 | 3000 | 0 | 0 | EIA-F860
2012 | Nunam Iqua Electric Company | Not regulated | TRUE | Public Electric Utility |  | Sheldon Point | PCE Eligible Active | FALSE | YU | Yukon |  | Nunam Iqua | 708 | 0 | 708 | 0 | 0 | AEA Village Assessment
2012 | Nushagak Electric Cooperative | Not regulated | TRUE | Electric Co-op | 13870 | Dillingham | PCE Eligible Active | TRUE | SW | Southwest | 109 | Aleknagik, Dillingham | 6600 | 0 | 6600 | 0 | 0 | EIA-F860
2012 | Ouzinkie, City of | Not regulated | TRUE | Public Electric Utility | 14234 | Ouzinkie | PCE Eligible Active | FALSE | SC | Southcentral |  | Ouzinkie | 336 | 0 | 336 | 0 | 0 | AEA Village Assessment
2012 | Pedro Bay Village Council | Regulated, rate exemption | TRUE | Private Electric Utility | 14633 | Pedro Bay | PCE Eligible Active | FALSE | SW | Southwest |  | Pedro Bay | 211 | 0 | 211 | 0 | 0 | AEA Village Assessment
2012 | Pelican Utility | Not regulated | TRUE | Public Electric Utility | 29297 | Pelican | PCE Eligible Active | FALSE | SE | Southeast | 6702 | Pelican | 1700 | 0 | 1000 | 700 | 0 | EIA-F860 | Source for hydroelectric data is AEA Hydro Program Manager.
2012 | Petersburg, City of | Not regulated | TRUE | Public Electric Utility | 14856 | Blind Slough | PCE Ineligible | TRUE | SE | Southeast | 91 | Petersburg | 14800 | 0 | 13200 | 1600 | 0 | EIA-F860
2012 | Pilot Point Electric Utility | Not regulated | TRUE | Public Electric Utility |  | Pilot Point | PCE Eligible Active | FALSE | SW | Southwest |  | Pilot Point | 246 | 0 | 246 | 0 | 0 | AEA Village Assessment
2012 | Platinum, City of | Not regulated | TRUE | Public Electric Utility |  | Platinum | PCE Eligible Inactive | FALSE | SW | Southwest |  | Platinum | 129 | 0 | 129 | 0 | 0 | AEA Village Assessment
2012 | Port Heiden Utilities | Not regulated | TRUE | Public Electric Utility |  | Port Heiden | PCE Eligible Active | FALSE | SW | Southwest |  | Port Heiden | 369 | 0 | 369 | 0 | 0 | AEA Village Assessment
2012 | Puvurnaq Power Company | Regulated, rate exemption | TRUE | Private Electric Utility |  | Kongiganak | PCE Eligible Active | FALSE | SW | Southwest |  | Kongiganak | 1375 | 0 | 925 | 0 | 450 | AEA Village Assessment
2012 | Rampart Village Council | Not regulated |  | Public Electric Utility |  | Rampart | PCE Eligible Inactive | FALSE | YU | Yukon |  | Rampart | 367 | 0 | 367 | 0 | 0 | AEA Village Assessment
2012 | Ruby, City of | Not regulated | TRUE | Public Electric Utility |  | Ruby | PCE Eligible Active | FALSE | YU | Yukon |  | Ruby | 464 | 0 | 464 | 0 | 0 | AEA Village Assessment
2012 | Saint George, City of | Not regulated | TRUE | Public Electric Utility |  | Saint George | PCE Eligible Active | FALSE | SW | Southwest |  | Saint George | 980 | 0 | 980 | 0 | 0 | AEA Village Assessment
2012 | Saint Paul Municipal Electric | Not regulated | TRUE | Public Electric Utility | 17898 | Saint Paul | PCE Eligible Active | FALSE | SW | Southwest |  | Saint Paul | 3295 | 0 | 2620 | 0 | 675 | AEA Village Assessment, AEA Wind Program Manager
2012 | Seward, City of | Not regulated | TRUE | Public Electric Utility | 16955 | Seward | PCE Ineligible | TRUE | SC | Southcentral | 92 | Seward | 15600 | 0 | 15600 | 0 | 0 | EIA-F860 | The City of Seward services the communities of Crown Point, Primrose, Bear Creek and Lowell Point.
2012 | Sitka, City & Borough of | Not regulated | TRUE | Public Electric Utility | 17271 | Blue Lake | PCE Ineligible | FALSE | SE | Southeast | 93 | Sitka | 7000 | 0 | 0 | 7000 | 0 | EIA-F860
2012 | Sitka, City & Borough of | Not regulated | TRUE | Public Electric Utility | 17271 | Green Lake | PCE Ineligible | FALSE | SE | Southeast | 313 | Sitka | 18600 | 0 | 0 | 18600 | 0 | EIA-F860
2012 | Sitka, City & Borough of | Not regulated | TRUE | Public Electric Utility | 17271 | Jarvis Street | PCE Ineligible | FALSE | SE | Southeast | 6801 | Sitka | 12100 | 0 | 12100 | 0 | 0 | EIA-F860
2012 | Southeast Alaska Power Agency |  |  | Independent Power Producer |  | Tyee Lake | PCE Ineligible | TRUE | SE | Southeast |  | Wrangell, Petersburg, Ketchikan | 20000 | 0 | 0 | 20000 | 0 | FERC
2012 | Stevens Village Ira Council | Not regulated | TRUE | Public Electric Utility |  | Stevens Village | PCE Eligible Inactive | FALSE | YU | Yukon |  | Stevens Village | 263 | 0 | 263 | 0 | 0 | AEA Village Assessment
2012 | Sustainable Energy Company of AK Peninsula | Not regulated |  | Independent Power Producer |  | Pilot Point | PCE Eligible Active | FALSE | SW | Southwest |  | Pilot Point, Port Heiden | 20 | 0 | 0 | 0 | 20 | AEA Wind Program Manager
2012 | Takotna Community Assoc Inc | Not regulated | TRUE | Public Electric Utility |  | Takotna | PCE Eligible Active | FALSE | SW | Southwest |  | Takotna | 216 | 0 | 216 | 0 | 0 | AEA Village Assessment
2012 | Tanalian Electric Cooperative | Not regulated | TRUE | Public Electric Utility |  | Port Alsworth | PCE Eligible Active | FALSE | SW | Southwest |  | Port Alsworth | 466 | 0 | 466 | 0 | 0 | AEA Village Assessment
2012 | Tanana Power Company Inc | Regulated | TRUE | Private Electric Utility | 18474 | Tanana | PCE Eligible Active | FALSE | YU | Yukon |  | Tanana | 1545 | 0 | 1545 | 0 | 0 | AEA Village Assessment
2012 | Tatitlek Village Ira Council | Regulated | TRUE | Private Electric Utility | 18480 | Tatitlek | PCE Eligible Active | FALSE | SC | Southcentral |  | Tatitlek | 315 | 0 | 315 | 0 | 0 | AEA Village Assessment
2012 | TDX Adak Generating LLC | Regulated | TRUE | Public Electric Utility |  | Adak | PCE Eligible Active | FALSE | SW | Southwest |  | Adak | 4035 | 0 | 4035 | 0 | 0 | AEA Village Assessment
2012 | TDX Corporation | Regulated | TRUE | Private Electric Utility |  | Sand Point | PCE Eligible Active | FALSE | SW | Southwest |  | Sand Point | 3880 | 0 | 2880 | 0 | 1000 | AEA Wind Program Manager, AEA Village Assessment
2012 | TDX Manley Generating LLC | Regulated | TRUE | Private Electric Utility | 56503 | Manley Hot Springs | PCE Eligible Active | FALSE | YU | Yukon | 11591 | Manley Hot Springs | 486 | 0 | 486 | 0 | 0 | AEA Village Assessment
2012 | Tenakee Springs, City of | Not regulated | TRUE | Public Electric Utility | 18541 | Tenakee Springs | PCE Eligible Active | FALSE | SE | Southeast |  | Tenakee Springs | 240 | 0 | 240 | 0 | 0 | AEA Village Assessment
2012 | Tuluksak Traditional | Regulated, rate exemption | TRUE | Private Electric Utility |  | Tuluksak | PCE Eligible Active | FALSE | SW | Southwest |  | Tuluksak | 795 | 0 | 795 | 0 | 0 | AEA Village Assessment
2012 | Tuntutuliak Community | Regulated, rate exemption | TRUE | Electric Co-op | 19267 | Tuntutuliak | PCE Eligible Active | FALSE | SW | Southwest |  | Tuntutuliak | 1340 | 0 | 865 | 0 | 475 | AEA Village Assessment | Source for wind data is the Renewable Energy Fund program.
2012 | Twin Hills Village Council | Not regulated | TRUE | Private Electric Utility |  | Twin Hills | PCE Eligible Active | FALSE | SW | Southwest |  | Twin Hills | 220 | 0 | 220 | 0 | 0 | AEA Village Assessment
2012 | Umnak Power Company | Not regulated | TRUE | Private Electric Utility |  | Nikolski | PCE Eligible Active | FALSE | SW | Southwest |  | Nikolski | 261 | 0 | 196 | 0 | 65 | AEA Village Assessment | Source for wind data is the AEA Wind Program Manager
2012 | Unalakleet Valley Electric Cooperative | Regulated | TRUE | Electric Co-op | 40548 | Unalakleet | PCE Eligible Active | FALSE | AN | Arctic Northwest | 6299 | Unalakleet | 2600 | 0 | 2000 | 0 | 600 | EIA-F860 | Source for wind data is the Renewable Energy Fund program.
2012 | Unalaska, City of | Not regulated | TRUE | Public Electric Utility | 19454 | Dutch Harbor | PCE Ineligible | FALSE | SW | Southwest | 7502 | Dutch Harbor, Unalaska | 17500 | 0 | 17500 | 0 | 0 | EIA-F860
2012 | Unalaska, City of | Not regulated | TRUE | Public Electric Utility | 19454 | Unalaska Power Module | PCE Eligible Active | FALSE | SW | Southwest | 7503 | Dutch Harbor, Unalaska | 1100 | 0 | 1100 | 0 | 0 | EIA-F860
2012 | Venetie Village Electric | Regulated, rate exemption | TRUE | Private Electric Utility |  | Venetie | PCE Eligible Active | FALSE | YU | Yukon |  | Venetie | 495 | 0 | 495 | 0 | 0 | AEA Village Assessment
2012 | White Mountain, City of | Not regulated | TRUE | Public Electric Utility | 20535 | White Mountain | PCE Eligible Active | FALSE | AN | Arctic Northwest |  | White Mountain | 585 | 0 | 585 | 0 | 0 | AEA Village Assessment
2012 | Wrangell, City of | Not regulated | TRUE | Public Electric Utility | 21015 | Wrangell | PCE Ineligible | TRUE | SE | Southeast | 95 | Wrangell | 8500 | 0 | 8500 | 0 | 0 | EIA-F860
2012 | Yakutat Power Inc | Not regulated | TRUE | Public Electric Utility | 30150 | Yakutat | PCE Eligible Active | FALSE | SE | Southeast | 6637 | Yakutat | 4900 | 0 | 4900 | 0 | 0 | EIA-F860